## for_model
name | typ | zone | netcap | seg1 | seg2 | seg3 | mincap | ramp | minu | mind | var_om | no_load | st_cost
Merrimack1 | coal | NH | 113.6 | 12.0423 | 13.2721 | 13.8871 | 43.168 | 28.4 | 12 | 12 | 4.6 | 180.9161 | 7952
Merrimack2 | coal | NH | 345.6 | 9.8143 | 11.0441 | 11.659 | 131.328 | 86.4 | 12 | 12 | 4.6 | 550.3927 | 24192
Schiller4 | coal | NH | 50 | 11.7379 | 12.9678 | 13.5827 | 19 | 12.5 | 12 | 12 | 4.6 | 79.6286 | 3500
Schiller6 | coal | NH | 50 | 11.7147 | 12.9446 | 13.5595 | 19 | 12.5 | 12 | 12 | 4.6 | 79.6286 | 3500
FoxwoodsCoGenCT1 | ngct | CT | 6.6 | 9.8765 | 10.3984 | 10.6593 | 2.508 | 6.6 | 1 | 1 | 2 | 8.2192 | 462
FoxwoodsCoGenCT2 | ngct | CT | 6.6 | 9.3651 | 9.8869 | 10.1479 | 2.508 | 6.6 | 1 | 1 | 2 | 8.2192 | 462
HartfordHospitalCogenerationGEN3 | ngct | CT | 6.2 | 12.2661 | 12.788 | 13.049 | 2.356 | 6.2 | 1 | 1 | 2 | 7.7211 | 434
KimberlyClarkUnit123GT100 | ngct | CT | 16.1 | 10.15 | 10.6719 | 10.9328 | 6.118 | 16.1 | 1 | 1 | 2 | 20.0499 | 1127
KleenEnergySystemsProjectU1 | ngct | CT | 199 | 10.0502 | 10.5721 | 10.8331 | 75.62 | 199 | 1 | 1 | 2 | 247.8217 | 13930
KleenEnergySystemsProjectU2 | ngct | CT | 199 | 10.0417 | 10.5635 | 10.8245 | 75.62 | 199 | 1 | 1 | 2 | 247.8217 | 13930
UCONNCogenFacilityCGT1 | ngct | CT | 6.9 | 10.6226 | 11.1445 | 11.4055 | 2.622 | 6.9 | 1 | 1 | 2 | 8.5928 | 483
UCONNCogenFacilityCGT2 | ngct | CT | 6.9 | 10.8109 | 11.3328 | 11.5938 | 2.622 | 6.9 | 1 | 1 | 2 | 8.5928 | 483
UCONNCogenFacilityCGT3 | ngct | CT | 6.9 | 9.8653 | 10.3872 | 10.6482 | 2.622 | 6.9 | 1 | 1 | 2 | 8.5928 | 483
SalemHarborStationNGCC1 | ngct | SEMA | 158.4 | 17.4352 | 17.9571 | 18.2181 | 60.192 | 158.4 | 1 | 1 | 2 | 197.2611 | 11088
SalemHarborStationNGCC2 | ngct | SEMA | 158.4 | 16.8505 | 17.3724 | 17.6334 | 60.192 | 158.4 | 1 | 1 | 2 | 197.2611 | 11088
BucksportGenerationLLCGEN4 | ngct | ME | 186.8 | 10.81 | 11.3319 | 11.5928 | 70.984 | 186.8 | 1 | 1 | 2 | 232.6286 | 13076
BridgeportFuelCellPark1 | ngcc | CT | 16.6 | 7.0169 | 7.5388 | 7.7997 | 6.308 | 16.6 | 6 | 6 | 3.17 | 20.6726 | 1162
CCSUFuelCellProjectCCSU | ngcc | CT | 1.4 | 6.957 | 7.4789 | 7.7398 | 0.532 | 1.4 | 6 | 6 | 3.17 | 1.7435 | 98
DigitalFairfieldDGR01 | ngcc | CT | 2 | 4.7379 | 5.2598 | 5.5208 | 0.76 | 2 | 6 | 6 | 3.17 | 2.4907 | 140
HartfordHospitalCogenerationGEN4 | ngcc | CT | 1.4 | 7.2408 | 7.7627 | 8.0236 | 0.532 | 1.4 | 6 | 6 | 3.17 | 1.7435 | 98
IBMSouthburyIBM00 | ngcc | CT | 1.1 | 5.5529 | 6.0748 | 6.3358 | 0.418 | 1.1 | 6 | 6 | 3.17 | 1.3699 | 77
IKEANewHavenRooftopPVFuelCell213FC | ngcc | CT | 0.3 | 4.0554 | 4.5773 | 4.8382 | 0.114 | 0.3 | 6 | 6 | 3.17 | 0.3736 | 21
PepperidgeFarmBloomfieldFCB | ngcc | CT | 1.2 | 6.8452 | 7.3671 | 7.628 | 0.456 | 1.2 | 6 | 6 | 3.17 | 1.4944 | 84
PepperidgeFarmBloomfieldFCC | ngcc | CT | 1.4 | 6.8452 | 7.3671 | 7.628 | 0.532 | 1.4 | 6 | 6 | 3.17 | 1.7435 | 98
PfizerGrotonFuelCellMM24 | ngcc | CT | 2.8 | 7.2126 | 7.7345 | 7.9954 | 1.064 | 2.8 | 6 | 6 | 3.17 | 3.4869 | 196
PfizerGrotonFuelCellMM25 | ngcc | CT | 2.8 | 7.2126 | 7.7345 | 7.9954 | 1.064 | 2.8 | 6 | 6 | 3.17 | 3.4869 | 196
TrinityCollegeFuelCellMB22 | ngcc | CT | 1.4 | 1.4526 | 1.9745 | 2.2354 | 0.532 | 1.4 | 6 | 6 | 3.17 | 1.7435 | 98
UDRGlastonburyFuelCellUDRFC | ngcc | CT | 3.4 | 6.5463 | 7.0682 | 7.3291 | 1.292 | 3.4 | 6 | 6 | 3.17 | 4.2341 | 238
UIRCPBridgeportSeasideBPFC | ngcc | CT | 2.8 | 7.0831 | 7.605 | 7.8659 | 1.064 | 2.8 | 6 | 6 | 3.17 | 3.4869 | 196
UIRCPNewHavenFuelCellNHFC | ngcc | CT | 2.8 | 7.7806 | 8.3025 | 8.5634 | 1.064 | 2.8 | 6 | 6 | 3.17 | 3.4869 | 196
UIRCPWoodbridgeFCWBFC | ngcc | CT | 2.8 | 6.9467 | 7.4686 | 7.7296 | 1.064 | 2.8 | 6 | 6 | 3.17 | 3.4869 | 196
BristolMyersSquibbWallingfordSOL | ngct | CT | 4.8 | 12.6104 | 12.7405 | 12.8055 | 1.824 | 4.8 | 1 | 1 | 2 | 7.3867 | 336
DanburyHospitalCogenPlantGEN1 | ngct | CT | 4.3 | 11.1074 | 11.2375 | 11.3025 | 1.634 | 4.3 | 1 | 1 | 2 | 6.6173 | 301
FairfieldUniversityCHPPlantCHP1 | ngct | CT | 4.5 | 7.6781 | 7.8082 | 7.8732 | 1.71 | 4.5 | 1 | 1 | 2 | 6.925 | 315
FritoLayIncorporatedCOGEN | ngct | CT | 4.6 | 13.8867 | 14.0167 | 14.0817 | 1.748 | 4.6 | 1 | 1 | 2 | 7.0789 | 322
HSCoCHP1 | ngct | CT | 4 | 12.048 | 12.178 | 12.243 | 1.52 | 4 | 1 | 1 | 2 | 6.1556 | 280
KimberlyClarkUnit123GT200 | ngct | CT | 16.1 | 9.9633 | 10.0933 | 10.1583 | 6.118 | 16.1 | 1 | 1 | 2 | 24.7763 | 1127
PfizerGrotonPlantGT1 | ngct | CT | 10 | 10.0892 | 10.2193 | 10.2843 | 3.8 | 10 | 1 | 1 | 2 | 15.389 | 700
RandWhitneyCHPPlantTG1 | ngct | CT | 14.6 | 11.8115 | 11.9415 | 12.0066 | 5.548 | 14.6 | 1 | 1 | 2 | 22.4679 | 1022
SikorskyAircraftCHPTG1 | ngct | CT | 9.2 | 11.3253 | 11.4554 | 11.5204 | 3.496 | 9.2 | 1 | 1 | 2 | 14.1579 | 644
WaterburyGeneration10 | ngct | CT | 96 | 6.3095 | 6.4395 | 6.5045 | 36.48 | 96 | 1 | 1 | 2 | 147.7342 | 6720
AmherstCollegeCoGenCTG | ngct | WCMA | 1.2 | 15.8467 | 15.9767 | 16.0417 | 0.456 | 1.2 | 1 | 1 | 2 | 1.8467 | 84
ErvingPaperMills3 | ngct | WCMA | 5.6 | 11.2154 | 11.3454 | 11.4104 | 2.128 | 5.6 | 1 | 1 | 2 | 8.6178 | 392
GilletteSBMCCTG3 | ngct | NEMA | 7.2 | 13.1093 | 13.2394 | 13.3044 | 2.736 | 7.2 | 1 | 1 | 2 | 11.0801 | 504
MedicalAreaTotalEnergyPlantCT1 | ngct | NEMA | 12.5 | 9.5039 | 9.634 | 9.699 | 4.75 | 12.5 | 1 | 1 | 2 | 19.2362 | 875
MedicalAreaTotalEnergyPlantCT2 | ngct | NEMA | 12.5 | 9.5039 | 9.634 | 9.699 | 4.75 | 12.5 | 1 | 1 | 2 | 19.2362 | 875
MedicalAreaTotalEnergyPlantCT3 | ngct | NEMA | 13.8 | 9.5039 | 9.634 | 9.699 | 5.244 | 13.8 | 1 | 1 | 2 | 21.2368 | 966
SmithCollegeCentralHeatingPlantGT1 | ngct | WCMA | 5.3 | 15.5238 | 15.6538 | 15.7189 | 2.014 | 5.3 | 1 | 1 | 2 | 8.1562 | 371
UnivofMassachusettsMedicalCenterGEN4 | ngct | NEMA | 7.5 | 7.5777 | 7.7078 | 7.7728 | 2.85 | 7.5 | 1 | 1 | 2 | 11.5417 | 525
WatersRiver1 | ngct | NEMA | 21.3 | 14.9628 | 15.0929 | 15.1579 | 8.094 | 21.3 | 1 | 1 | 2 | 32.7785 | 1491
WatersRiver2 | ngct | NEMA | 43.6 | 7.9031 | 8.0332 | 8.0982 | 16.568 | 43.6 | 1 | 1 | 2 | 67.096 | 3052
WestGrotonCHPG1 | ngct | NEMA | 4.1 | 16.7547 | 16.8847 | 16.9498 | 1.558 | 4.1 | 1 | 1 | 2 | 6.3095 | 287
EasternMaineMedicalCenterCOGE | ngct | ME | 3.8 | 12.3608 | 12.4909 | 12.5559 | 1.444 | 3.8 | 1 | 1 | 2 | 5.8478 | 266
HamptonFacilityGEN8 | ngct | NH | 5 | 9.7704 | 9.9004 | 9.9655 | 1.9 | 5 | 1 | 1 | 2 | 7.6945 | 350
CentralPowerPlantGEN5 | ngct | RI | 3.5 | 15.3935 | 15.5236 | 15.5886 | 1.33 | 3.5 | 1 | 1 | 2 | 5.3861 | 245
CentralPowerPlantGEN6 | ngct | RI | 3.5 | 15.3935 | 15.5236 | 15.5886 | 1.33 | 3.5 | 1 | 1 | 2 | 5.3861 | 245
TorayPlasticAmericasCHPPlantCG1 | ngct | RI | 7.5 | 11.2913 | 11.4214 | 11.4864 | 2.85 | 7.5 | 1 | 1 | 2 | 11.5417 | 525
BradleyEnergyCenterUNIT1 | ngct | CT | 1.5 | 12.9335 | 14.1633 | 14.7782 | 0.57 | 1.5 | 1 | 1 | 2 | 2.3889 | 105
BradleyEnergyCenterUNIT2 | ngct | CT | 1.2 | 12.9335 | 14.1633 | 14.7782 | 0.456 | 1.2 | 1 | 1 | 2 | 1.9111 | 84
BradleyEnergyCenterUNIT3 | ngct | CT | 1.2 | 12.9335 | 14.1633 | 14.7782 | 0.456 | 1.2 | 1 | 1 | 2 | 1.9111 | 84
BradleyEnergyCenterUNIT4 | ngct | CT | 1.9 | 12.9335 | 14.1633 | 14.7782 | 0.722 | 1.9 | 1 | 1 | 2 | 3.0259 | 133
CCSUCoGenSTBYGenEC1 | ngct | CT | 1.3 | 6.7946 | 6.9247 | 6.9897 | 0.494 | 1.3 | 1 | 1 | 2 | 2.0006 | 91
CCSUCoGenSTBYGenEC2 | ngct | CT | 1.3 | 6.7946 | 6.9247 | 6.9897 | 0.494 | 1.3 | 1 | 1 | 2 | 2.0006 | 91
CelluTissueGEN1 | ngct | CT | 3 | 9.0469 | 9.5688 | 9.8298 | 1.14 | 3 | 1 | 1 | 2 | 3.736 | 210
WesleyanUniversityCogen11 | ngct | CT | 2.4 | 7.8501 | 7.9802 | 8.0452 | 0.912 | 2.4 | 1 | 1 | 2 | 3.6934 | 168
BostonMedicalCenterCHPPlantCOGEN | ngct | NEMA | 2 | 8.5059 | 9.0278 | 9.2887 | 0.76 | 2 | 1 | 1 | 2 | 2.4907 | 140
HighStreetStation1 | ngct | NEMA | 1.2 | 9.5451 | 9.6752 | 9.7402 | 0.456 | 1.2 | 1 | 1 | 2 | 1.8467 | 84
HighStreetStation10 | ngct | NEMA | 1.2 | 9.5451 | 9.6752 | 9.7402 | 0.456 | 1.2 | 1 | 1 | 2 | 1.8467 | 84
HighStreetStation11 | ngct | NEMA | 1.2 | 9.5451 | 9.6752 | 9.7402 | 0.456 | 1.2 | 1 | 1 | 2 | 1.8467 | 84
HighStreetStation12 | ngct | NEMA | 1.2 | 9.5451 | 9.6752 | 9.7402 | 0.456 | 1.2 | 1 | 1 | 2 | 1.8467 | 84
HighStreetStation2 | ngct | NEMA | 1.3 | 9.5452 | 9.6752 | 9.7402 | 0.494 | 1.3 | 1 | 1 | 2 | 2.0006 | 91
HighStreetStation6 | ngct | NEMA | 1.1 | 9.545 | 9.6751 | 9.7401 | 0.418 | 1.1 | 1 | 1 | 2 | 1.6928 | 77
HighStreetStation9 | ngct | NEMA | 1.3 | 9.5452 | 9.6752 | 9.7402 | 0.494 | 1.3 | 1 | 1 | 2 | 2.0006 | 91
SimondsGEN1 | ngct | WCMA | 0.6 | 9.5708 | 10.0927 | 10.3536 | 0.228 | 0.6 | 1 | 1 | 2 | 0.7472 | 42
SimondsGEN2 | ngct | WCMA | 0.6 | 9.5708 | 10.0927 | 10.3536 | 0.228 | 0.6 | 1 | 1 | 2 | 0.7472 | 42
SimondsGEN3 | ngct | WCMA | 0.6 | 9.5708 | 10.0927 | 10.3536 | 0.228 | 0.6 | 1 | 1 | 2 | 0.7472 | 42
WellesleyCollegeCentralUtilityPlant1118 | ngct | NEMA | 1.3 | 9.8421 | 9.9721 | 10.0371 | 0.494 | 1.3 | 1 | 1 | 2 | 2.0006 | 91
WellesleyCollegeCentralUtilityPlant1119 | ngct | NEMA | 1.3 | 9.8421 | 9.9721 | 10.0371 | 0.494 | 1.3 | 1 | 1 | 2 | 2.0006 | 91
WellesleyCollegeCentralUtilityPlant1120 | ngct | NEMA | 1.3 | 9.8421 | 9.9721 | 10.0371 | 0.494 | 1.3 | 1 | 1 | 2 | 2.0006 | 91
WellesleyCollegeCentralUtilityPlant1121 | ngct | NEMA | 1.3 | 9.8421 | 9.9721 | 10.0371 | 0.494 | 1.3 | 1 | 1 | 2 | 2.0006 | 91
WellesleyCollegeCentralUtilityPlant8187 | ngct | NEMA | 1.9 | 9.8421 | 9.9721 | 10.0371 | 0.722 | 1.9 | 1 | 1 | 2 | 2.9239 | 133
CentralPowerPlantGEN7 | ngct | RI | 2 | 9.3181 | 9.4481 | 9.5132 | 0.76 | 2 | 1 | 1 | 2 | 3.0778 | 140
TorayPlasticAmericasCHPPlantKG12 | ngct | RI | 5 | 6.824 | 6.954 | 7.0191 | 1.9 | 5 | 1 | 1 | 2 | 7.6945 | 350
TorayPlasticAmericasCHPPlantKG18 | ngct | RI | 7.5 | 6.824 | 6.954 | 7.0191 | 2.85 | 7.5 | 1 | 1 | 2 | 11.5417 | 525
Middletown2 | ngcc | CT | 113.6 | 9.8589 | 10.3808 | 10.6417 | 43.168 | 113.6 | 6 | 6 | 3.17 | 141.4701 | 7952
Middletown3 | ngcc | CT | 239.4 | 9.0058 | 9.5277 | 9.7887 | 90.972 | 239.4 | 6 | 6 | 3.17 | 298.1333 | 16758
AmherstCollegeCoGenSTG | ngcc | WCMA | 0.5 | 95.0729 | 95.5948 | 95.8557 | 0.19 | 0.5 | 6 | 6 | 3.17 | 0.62267 | 35
IndianOrchardPlant1TG | ngcc | WCMA | 5.7 | 61.5162 | 62.0381 | 62.299 | 2.166 | 5.7 | 6 | 6 | 3.17 | 7.0984 | 399
NortonPowerhouseGEN1 | ngcc | WCMA | 2.5 | 28.3705 | 28.8924 | 29.1533 | 0.95 | 2.5 | 6 | 6 | 3.17 | 3.1133 | 175
NortonPowerhouseGEN2 | ngcc | WCMA | 3.1 | 34.1319 | 34.6538 | 34.9147 | 1.178 | 3.1 | 6 | 6 | 3.17 | 3.8605 | 217
RousselotIncGEN1 | ngcc | NEMA | 1.5 | 487.3091 | 487.831 | 488.0919 | 0.57 | 1.5 | 6 | 6 | 3.17 | 1.868 | 105
RousselotIncGEN3 | ngcc | NEMA | 3.7 | 33.1204 | 33.6423 | 33.9032 | 1.406 | 3.7 | 6 | 6 | 3.17 | 4.6077 | 259
WilliamsCollege-CampusCHPGEN2 | ngcc | WCMA | 3 | 60.6012 | 61.1231 | 61.384 | 1.14 | 3 | 6 | 6 | 3.17 | 3.736 | 210
WatersidePowerLLC4 | oil | CT | 23.2 | 23.8588 | 23.9888 | 24.0539 | 8.816 | 23.2 | 1 | 1 | 2 | 35.7024 | 1624
WatersidePowerLLC5 | oil | CT | 23.2 | 22.4847 | 22.6148 | 22.6798 | 8.816 | 23.2 | 1 | 1 | 2 | 35.7024 | 1624
WatersidePowerLLC7 | oil | CT | 23.2 | 24.3812 | 24.5112 | 24.5763 | 8.816 | 23.2 | 1 | 1 | 2 | 35.7024 | 1624
Nantucket12 | oil | SEMA | 3.7 | 47.5957 | 47.7257 | 47.7908 | 1.406 | 3.7 | 1 | 1 | 2 | 5.6939 | 259
Nantucket13 | oil | SEMA | 3.7 | 47.5957 | 47.7257 | 47.7908 | 1.406 | 3.7 | 1 | 1 | 2 | 5.6939 | 259
CapeGasTurbineGT4 | oil | ME | 17.5 | 19.5348 | 19.6649 | 19.7299 | 6.65 | 17.5 | 1 | 1 | 2 | 26.9307 | 1225
CapeGasTurbineGT5 | oil | ME | 17.5 | 19.5348 | 19.6649 | 19.7299 | 6.65 | 17.5 | 1 | 1 | 2 | 26.9307 | 1225
AscutneyGT4 | oil | VT | 13.2 | 44.54 | 44.67 | 44.735 | 5.016 | 13.2 | 1 | 1 | 2 | 20.3135 | 924
Colchester16GT1 | oil | VT | 18 | 32.5093 | 32.6393 | 32.7044 | 6.84 | 18 | 1 | 1 | 2 | 27.7002 | 1260
RutlandGT5 | oil | VT | 13.2 | 23.5392 | 23.6693 | 23.7343 | 5.016 | 13.2 | 1 | 1 | 2 | 20.3135 | 924
BackusMicrogridProjectBMP1 | oil | CT | 2.6 | 8.1343 | 8.2643 | 8.3293 | 0.988 | 2.6 | 1 | 1 | 2 | 4.0011 | 182
BackusMicrogridProjectBMP2 | oil | CT | 2.6 | 8.1343 | 8.2643 | 8.3293 | 0.988 | 2.6 | 1 | 1 | 2 | 4.0011 | 182
BackusMicrogridProjectBMP3 | oil | CT | 2.6 | 8.1343 | 8.2643 | 8.3293 | 0.988 | 2.6 | 1 | 1 | 2 | 4.0011 | 182
BackusMicrogridProjectBMP4 | oil | CT | 2.6 | 8.1343 | 8.2643 | 8.3293 | 0.988 | 2.6 | 1 | 1 | 2 | 4.0011 | 182
BridgeStreet12BS1 | oil | CT | 2.6 | 8.174 | 8.304 | 8.3691 | 0.988 | 2.6 | 1 | 1 | 2 | 4.0011 | 182
BridgeStreet12BS2 | oil | CT | 2.6 | 8.174 | 8.304 | 8.3691 | 0.988 | 2.6 | 1 | 1 | 2 | 4.0011 | 182
BristolMyersSquibbWallingfordDG12 | oil | CT | 0.9 | 8.6281 | 8.7581 | 8.8231 | 0.342 | 0.9 | 1 | 1 | 2 | 1.385 | 63
BristolMyersSquibbWallingfordDG3 | oil | CT | 2 | 8.6278 | 8.7578 | 8.8228 | 0.76 | 2 | 1 | 1 | 2 | 3.0778 | 140
CCSUCoGenSTBYGenGRND | oil | CT | 0.3 | 6.7946 | 6.9247 | 6.9897 | 0.114 | 0.3 | 1 | 1 | 2 | 0.46167 | 21
CCSUCoGenSTBYGenMEMH | oil | CT | 0.7 | 6.7946 | 6.9247 | 6.9897 | 0.266 | 0.7 | 1 | 1 | 2 | 1.0772 | 49
FortHill1234FH1 | oil | CT | 2.6 | 8.0558 | 8.1858 | 8.2509 | 0.988 | 2.6 | 1 | 1 | 2 | 4.0011 | 182
FortHill1234FH2 | oil | CT | 2.6 | 8.0558 | 8.1858 | 8.2509 | 0.988 | 2.6 | 1 | 1 | 2 | 4.0011 | 182
FortHill1234FH3 | oil | CT | 2.6 | 8.0558 | 8.1858 | 8.2509 | 0.988 | 2.6 | 1 | 1 | 2 | 4.0011 | 182
FortHill1234FH4 | oil | CT | 2.6 | 8.0558 | 8.1858 | 8.2509 | 0.988 | 2.6 | 1 | 1 | 2 | 4.0011 | 182
GaryCourt12GC1 | oil | CT | 2.6 | 8.5252 | 8.6552 | 8.7202 | 0.988 | 2.6 | 1 | 1 | 2 | 4.0011 | 182
GaryCourt12GC2 | oil | CT | 2.6 | 8.5252 | 8.6552 | 8.7202 | 0.988 | 2.6 | 1 | 1 | 2 | 4.0011 | 182
JewettCity1JC1 | oil | CT | 2.6 | 8.0776 | 8.2076 | 8.2727 | 0.988 | 2.6 | 1 | 1 | 2 | 4.0011 | 182
LebanonPines12LP1 | oil | CT | 2.6 | 7.7364 | 7.8664 | 7.9315 | 0.988 | 2.6 | 1 | 1 | 2 | 4.0011 | 182
LebanonPines12LP2 | oil | CT | 2.6 | 7.7364 | 7.8664 | 7.9315 | 0.988 | 2.6 | 1 | 1 | 2 | 4.0011 | 182
LNG12LNG1 | oil | CT | 2.6 | 8.0387 | 8.1687 | 8.2338 | 0.988 | 2.6 | 1 | 1 | 2 | 4.0011 | 182
LNG12LNG2 | oil | CT | 2.6 | 8.0387 | 8.1687 | 8.2338 | 0.988 | 2.6 | 1 | 1 | 2 | 4.0011 | 182
Norden13NORD1 | oil | CT | 2 | 7.8872 | 8.0173 | 8.0823 | 0.76 | 2 | 1 | 1 | 2 | 3.0778 | 140
Norden13NORD2 | oil | CT | 2 | 7.8872 | 8.0173 | 8.0823 | 0.76 | 2 | 1 | 1 | 2 | 3.0778 | 140
Norden13NORD3 | oil | CT | 2 | 7.8872 | 8.0173 | 8.0823 | 0.76 | 2 | 1 | 1 | 2 | 3.0778 | 140
NorwichWWTP1 | oil | CT | 2 | 10.3032 | 10.4332 | 10.4982 | 0.76 | 2 | 1 | 1 | 2 | 3.0778 | 140
WaterTreatment12WT1 | oil | CT | 2.6 | 8.0041 | 8.1342 | 8.1992 | 0.988 | 2.6 | 1 | 1 | 2 | 4.0011 | 182
WaterTreatment12WT2 | oil | CT | 2.6 | 8.0041 | 8.1342 | 8.1992 | 0.988 | 2.6 | 1 | 1 | 2 | 4.0011 | 182
AndersonPowerProductsDivision3622 | oil | WCMA | 0.1 | 48.3574 | 48.4875 | 48.5525 | 0.038 | 0.1 | 1 | 1 | 2 | 0.15389 | 7
AndersonPowerProductsDivision6033 | oil | WCMA | 0.3 | 48.3574 | 48.4875 | 48.5525 | 0.114 | 0.3 | 1 | 1 | 2 | 0.46167 | 21
AndersonPowerProductsDivision6035 | oil | WCMA | 0.3 | 48.3574 | 48.4875 | 48.5525 | 0.114 | 0.3 | 1 | 1 | 2 | 0.46167 | 21
AndersonPowerProductsDivision6046 | oil | WCMA | 0.3 | 48.3574 | 48.4875 | 48.5525 | 0.114 | 0.3 | 1 | 1 | 2 | 0.46167 | 21
CherryStreet10 | oil | SEMA | 2.2 | 6.8773 | 7.0073 | 7.0723 | 0.836 | 2.2 | 1 | 1 | 2 | 3.3856 | 154
CherryStreet11 | oil | SEMA | 2.2 | 6.8773 | 7.0073 | 7.0723 | 0.836 | 2.2 | 1 | 1 | 2 | 3.3856 | 154
CherryStreet12 | oil | SEMA | 5.6 | 6.8773 | 7.0074 | 7.0724 | 2.128 | 5.6 | 1 | 1 | 2 | 8.6178 | 392
CherryStreet7 | oil | SEMA | 3.3 | 6.8773 | 7.0074 | 7.0724 | 1.254 | 3.3 | 1 | 1 | 2 | 5.0784 | 231
CherryStreet8 | oil | SEMA | 4 | 6.8773 | 7.0074 | 7.0724 | 1.52 | 4 | 1 | 1 | 2 | 6.1556 | 280
FraminghamStateUniversityPlantHA | oil | NEMA | 0.2 | 26.0398 | 26.1699 | 26.2349 | 0.076 | 0.2 | 1 | 1 | 2 | 0.30778 | 14
FraminghamStateUniversityPlantLIB | oil | NEMA | 0.3 | 26.0105 | 26.1405 | 26.2055 | 0.114 | 0.3 | 1 | 1 | 2 | 0.46167 | 21
FraminghamStateUniversityPlantMSC2 | oil | NEMA | 0.2 | 26.0398 | 26.1699 | 26.2349 | 0.076 | 0.2 | 1 | 1 | 2 | 0.30778 | 14
FraminghamStateUniversityPlantNORTH | oil | NEMA | 0.2 | 26.0398 | 26.1699 | 26.2349 | 0.076 | 0.2 | 1 | 1 | 2 | 0.30778 | 14
FraminghamStateUniversityPlantOC | oil | NEMA | 0.1 | 26.0398 | 26.1699 | 26.2349 | 0.038 | 0.1 | 1 | 1 | 2 | 0.15389 | 7
FraminghamStateUniversityPlantPP | oil | NEMA | 0.4 | 26.0178 | 26.1479 | 26.2129 | 0.152 | 0.4 | 1 | 1 | 2 | 0.61556 | 28
FraminghamStateUniversityPlantTOW1 | oil | NEMA | 0.2 | 26.0398 | 26.1699 | 26.2349 | 0.076 | 0.2 | 1 | 1 | 2 | 0.30778 | 14
FraminghamStateUniversityPlantTOW2 | oil | NEMA | 0.4 | 26.0178 | 26.1479 | 26.2129 | 0.152 | 0.4 | 1 | 1 | 2 | 0.61556 | 28
FraminghamStateUniversityPlantWEST | oil | NEMA | 0.2 | 26.0398 | 26.1699 | 26.2349 | 0.076 | 0.2 | 1 | 1 | 2 | 0.30778 | 14
FrontStreet1 | oil | WCMA | 2.7 | 8.171 | 8.3011 | 8.3661 | 1.026 | 2.7 | 1 | 1 | 2 | 4.155 | 189
FrontStreet2 | oil | WCMA | 2.7 | 8.171 | 8.3011 | 8.3661 | 1.026 | 2.7 | 1 | 1 | 2 | 4.155 | 189
FrontStreet3 | oil | WCMA | 2.7 | 8.171 | 8.3011 | 8.3661 | 1.026 | 2.7 | 1 | 1 | 2 | 4.155 | 189
HighStreetStation7 | oil | NEMA | 1.3 | 9.5452 | 9.6752 | 9.7402 | 0.494 | 1.3 | 1 | 1 | 2 | 2.0006 | 91
HighStreetStation8 | oil | NEMA | 1.1 | 9.545 | 9.6751 | 9.7401 | 0.418 | 1.1 | 1 | 1 | 2 | 1.6928 | 77
MedicalAreaTotalEnergyPlantDEG1 | oil | NEMA | 6.8 | 7.2861 | 7.4162 | 7.4812 | 2.584 | 6.8 | 1 | 1 | 2 | 10.4645 | 476
MedicalAreaTotalEnergyPlantDEG2 | oil | NEMA | 6.8 | 7.2861 | 7.4162 | 7.4812 | 2.584 | 6.8 | 1 | 1 | 2 | 10.4645 | 476
MedicalAreaTotalEnergyPlantDEG3 | oil | NEMA | 6.8 | 7.2861 | 7.4162 | 7.4812 | 2.584 | 6.8 | 1 | 1 | 2 | 10.4645 | 476
MedicalAreaTotalEnergyPlantDEG4 | oil | NEMA | 6.8 | 7.2861 | 7.4162 | 7.4812 | 2.584 | 6.8 | 1 | 1 | 2 | 10.4645 | 476
MedicalAreaTotalEnergyPlantDEG5 | oil | NEMA | 6.8 | 7.2861 | 7.4162 | 7.4812 | 2.584 | 6.8 | 1 | 1 | 2 | 10.4645 | 476
MedicalAreaTotalEnergyPlantDEG6 | oil | NEMA | 6.8 | 7.2861 | 7.4162 | 7.4812 | 2.584 | 6.8 | 1 | 1 | 2 | 10.4645 | 476
OakBluffsDieselGeneratingFacilityUN1 | oil | SEMA | 2.7 | 7.9802 | 8.1102 | 8.1752 | 1.026 | 2.7 | 1 | 1 | 2 | 4.155 | 189
OakBluffsDieselGeneratingFacilityUN2 | oil | SEMA | 2.7 | 7.9802 | 8.1102 | 8.1752 | 1.026 | 2.7 | 1 | 1 | 2 | 4.155 | 189
OakBluffsDieselGeneratingFacilityUN3 | oil | SEMA | 2.7 | 7.9802 | 8.1102 | 8.1752 | 1.026 | 2.7 | 1 | 1 | 2 | 4.155 | 189
Shrewsbury1 | oil | WCMA | 2.8 | 15.9068 | 16.0369 | 16.1019 | 1.064 | 2.8 | 1 | 1 | 2 | 4.3089 | 196
Shrewsbury2 | oil | WCMA | 2.8 | 15.9068 | 16.0369 | 16.1019 | 1.064 | 2.8 | 1 | 1 | 2 | 4.3089 | 196
Shrewsbury3 | oil | WCMA | 2.8 | 15.9068 | 16.0369 | 16.1019 | 1.064 | 2.8 | 1 | 1 | 2 | 4.3089 | 196
Shrewsbury4 | oil | WCMA | 2.8 | 15.9068 | 16.0369 | 16.1019 | 1.064 | 2.8 | 1 | 1 | 2 | 4.3089 | 196
Shrewsbury5 | oil | WCMA | 2.8 | 15.9068 | 16.0369 | 16.1019 | 1.064 | 2.8 | 1 | 1 | 2 | 4.3089 | 196
WellesleyCollegeCentralUtilityPlantSB1 | oil | NEMA | 3 | 9.8421 | 9.9721 | 10.0371 | 1.14 | 3 | 1 | 1 | 2 | 4.6167 | 210
WestTisburyGeneratingFacilityUN1 | oil | SEMA | 2.7 | 8.2045 | 8.3346 | 8.3996 | 1.026 | 2.7 | 1 | 1 | 2 | 4.155 | 189
WestTisburyGeneratingFacilityUN2 | oil | SEMA | 2.7 | 8.2045 | 8.3346 | 8.3996 | 1.026 | 2.7 | 1 | 1 | 2 | 4.155 | 189
WestWaterStreetG1 | oil | SEMA | 2.5 | 7.5462 | 7.6762 | 7.7412 | 0.95 | 2.5 | 1 | 1 | 2 | 3.8472 | 175
WestWaterStreetG2 | oil | SEMA | 2.5 | 7.5462 | 7.6762 | 7.7412 | 0.95 | 2.5 | 1 | 1 | 2 | 3.8472 | 175
WestWaterStreetG3 | oil | SEMA | 2.5 | 7.5462 | 7.6762 | 7.7412 | 0.95 | 2.5 | 1 | 1 | 2 | 3.8472 | 175
WestWaterStreetG4 | oil | SEMA | 2.5 | 7.5462 | 7.6762 | 7.7412 | 0.95 | 2.5 | 1 | 1 | 2 | 3.8472 | 175
WilkinsStation1 | oil | NEMA | 2.7 | 9.9629 | 10.0929 | 10.1579 | 1.026 | 2.7 | 1 | 1 | 2 | 4.155 | 189
WilkinsStation2 | oil | NEMA | 2.7 | 9.9629 | 10.0929 | 10.1579 | 1.026 | 2.7 | 1 | 1 | 2 | 4.155 | 189
WilliamsCollegeCampusCHPGEN4 | oil | WCMA | 2 | 9.6241 | 9.7541 | 9.8192 | 0.76 | 2 | 1 | 1 | 2 | 3.0778 | 140
WilliamsCollegeCampusCHPGEN5 | oil | WCMA | 2 | 9.6241 | 9.7541 | 9.8192 | 0.76 | 2 | 1 | 1 | 2 | 3.0778 | 140
Eastport3 | oil | ME | 2 | 8.3925 | 8.5226 | 8.5876 | 0.76 | 2 | 1 | 1 | 2 | 3.0778 | 140
RobbinsLumberCAT | oil | ME | 2 | 5.0342 | 5.1642 | 5.2293 | 0.76 | 2 | 1 | 1 | 2 | 3.0778 | 140
CrotchedMountainRehabilitationCenterGEN1 | oil | NH | 0.7 | 7.873 | 8.003 | 8.068 | 0.266 | 0.7 | 1 | 1 | 2 | 1.0772 | 49
CrotchedMountainRehabilitationCenterGEN2 | oil | NH | 0.7 | 7.873 | 8.003 | 8.068 | 0.266 | 0.7 | 1 | 1 | 2 | 1.0772 | 49
CrotchedMountainRehabilitationCenterGEN3 | oil | NH | 0.7 | 7.873 | 8.003 | 8.068 | 0.266 | 0.7 | 1 | 1 | 2 | 1.0772 | 49
BlockIsland23 | oil | RI | 1.2 | 13.6142 | 13.7443 | 13.8093 | 0.456 | 1.2 | 1 | 1 | 2 | 1.8467 | 84
BlockIsland24 | oil | RI | 1.6 | 13.6158 | 13.7459 | 13.8109 | 0.608 | 1.6 | 1 | 1 | 2 | 2.4622 | 112
BlockIsland25 | oil | RI | 1.8 | 13.6149 | 13.7449 | 13.8099 | 0.684 | 1.8 | 1 | 1 | 2 | 2.77 | 126
BlockIsland27 | oil | RI | 2.5 | 13.6149 | 13.745 | 13.81 | 0.95 | 2.5 | 1 | 1 | 2 | 3.8472 | 175
EssexJunction19IC5 | oil | VT | 2 | 8.4456 | 8.5756 | 8.6407 | 0.76 | 2 | 1 | 1 | 2 | 3.0778 | 140
EssexJunction19IC6 | oil | VT | 2 | 8.4456 | 8.5756 | 8.6407 | 0.76 | 2 | 1 | 1 | 2 | 3.0778 | 140
EssexJunction19IC7 | oil | VT | 2 | 8.4456 | 8.5756 | 8.6407 | 0.76 | 2 | 1 | 1 | 2 | 3.0778 | 140
EssexJunction19IC8 | oil | VT | 2 | 8.4456 | 8.5756 | 8.6407 | 0.76 | 2 | 1 | 1 | 2 | 3.0778 | 140
Vergennes95 | oil | VT | 2 | 8.1504 | 8.2805 | 8.3455 | 0.76 | 2 | 1 | 1 | 2 | 3.0778 | 140
Vergennes96 | oil | VT | 2 | 8.1504 | 8.2805 | 8.3455 | 0.76 | 2 | 1 | 1 | 2 | 3.0778 | 140
Middletown4 | oil | CT | 414.9 | 14.1421 | 15.552 | 16.257 | 157.662 | 414.9 | 1 | 1 | 2 | 701.9279 | 29043
ClearyFlood8 | oil | SEMA | 28.3 | 13.3018 | 14.7117 | 15.4167 | 10.754 | 28.3 | 1 | 1 | 2 | 47.8779 | 1981
WilliamFWyman1 | oil | ME | 50 | 10.6697 | 12.0796 | 12.7846 | 19 | 50 | 1 | 1 | 2 | 84.59 | 3500
WilliamFWyman2 | oil | ME | 50 | 10.4686 | 11.8785 | 12.5834 | 19 | 50 | 1 | 1 | 2 | 84.59 | 3500
WilliamFWyman3 | oil | ME | 113.6 | 11.3104 | 12.7203 | 13.4252 | 43.168 | 113.6 | 1 | 1 | 2 | 192.1885 | 7952
WilliamFWyman4 | oil | ME | 632.4 | 7.9583 | 9.3682 | 10.0732 | 240.312 | 632.4 | 1 | 1 | 2 | 1069.8944 | 44268
DartmouthCollegeHeatingPlantGEN1 | oil | NH | 2 | 55.5988 | 57.0087 | 57.7137 | 0.76 | 2 | 1 | 1 | 2 | 3.3836 | 140
DartmouthCollegeHeatingPlantGEN2 | oil | NH | 2 | 130.5169 | 131.9269 | 132.6318 | 0.76 | 2 | 1 | 1 | 2 | 3.3836 | 140
DartmouthCollegeHeatingPlantGEN3 | oil | NH | 3 | 22.9354 | 24.3453 | 25.0503 | 1.14 | 3 | 1 | 1 | 2 | 5.0754 | 210
Newington1 | oil | NH | 414 | 11.5715 | 12.9814 | 13.6863 | 157.32 | 414 | 1 | 1 | 2 | 700.4053 | 28980
SLACK1 | slack | CT | 10000 | 10000 | 10000 | 10000 | 0 | 5000 | 1 | 1 | 0 | 10000000000 | 10000000000
SLACK2 | slack | ME | 10000 | 10000 | 10000 | 10000 | 0 | 5000 | 1 | 1 | 0 | 10000000000 | 10000000000
SLACK3 | slack | NEMA | 10000 | 10000 | 10000 | 10000 | 0 | 5000 | 1 | 1 | 0 | 10000000000 | 10000000000
SLACK4 | slack | NH | 10000 | 10000 | 10000 | 10000 | 0 | 5000 | 1 | 1 | 0 | 10000000000 | 10000000000
SLACK5 | slack | RI | 10000 | 10000 | 10000 | 10000 | 0 | 5000 | 1 | 1 | 0 | 10000000000 | 10000000000
SLACK6 | slack | SEMA | 10000 | 10000 | 10000 | 10000 | 0 | 5000 | 1 | 1 | 0 | 10000000000 | 10000000000
SLACK7 | slack | VT | 10000 | 10000 | 10000 | 10000 | 0 | 5000 | 1 | 1 | 0 | 10000000000 | 10000000000
SLACK8 | slack | WCMA | 10000 | 10000 | 10000 | 10000 | 0 | 5000 | 1 | 1 | 0 | 10000000000 | 10000000000
CT_hydro | hydro | CT | 200 | 0 | 0 | 0 | 0 | 200 | 1 | 1 | 0 | 0 | 0
ME_hydro | hydro | ME | 1500 | 0 | 0 | 0 | 0 | 1500 | 1 | 1 | 0 | 0 | 0
NEMA_hydro | hydro | NEMA | 100 | 0 | 0 | 0 | 0 | 100 | 1 | 1 | 0 | 0 | 0
NH_hydro | hydro | NH | 800 | 0 | 0 | 0 | 0 | 800 | 1 | 1 | 0 | 0 | 0
RI_hydro | hydro | RI | 5 | 0 | 0 | 0 | 0 | 5 | 1 | 1 | 0 | 0 | 0
VT_hydro | hydro | VT | 700 | 0 | 0 | 0 | 0 | 700 | 1 | 1 | 0 | 0 | 0
WCMA_hydro | hydro | WCMA | 500 | 0 | 0 | 0 | 0 | 500 | 1 | 1 | 0 | 0 | 0
HQVTI | imports | HQVT_I | 2200 | 0 | 0 | 0 | 0 | 50 | 1 | 1 | 0 | 0 | 0
NBMEI | imports | NBME_I | 1000 | 0 | 0 | 0 | 0 | 50 | 1 | 1 | 0 | 0 | 0
NYCTI | imports | NYCT_I | 720 | 0 | 0 | 0 | 0 | 70 | 1 | 1 | 0 | 0 | 0
NYVTI | imports | NYVT_I | 720 | 0 | 0 | 0 | 0 | 70 | 1 | 1 | 0 | 0 | 0
NYWCMAI | imports | NYWCMA_I | 180 | 0 | 0 | 0 | 0 | 17 | 1 | 1 | 0 | 0 | 0

## Generators (dispatch)
name | type | zone | netcap | seg1 | seg2 | seg3 | mincap | ramp | minu | mind | var_om | no_load | st_cost | Prime_Mover | Heat_Rate | Net_Capacity
Merrimack1 | coal | NH | 113.6 | 12.0423 | 13.2721 | 13.8871 | 43.168 | 28.4 | 12 | 12 | 4.6 | 180.9161 | 7952 | ST | 14.398 | 113.6
Merrimack2 | coal | NH | 345.6 | 9.8143 | 11.0441 | 11.659 | 131.328 | 86.4 | 12 | 12 | 4.6 | 550.3927 | 24192 | ST | 12.17 | 345.6
Schiller4 | coal | NH | 50 | 11.7379 | 12.9678 | 13.5827 | 19 | 12.5 | 12 | 12 | 4.6 | 79.6286 | 3500 | ST | 14.0937 | 50
Schiller6 | coal | NH | 50 | 11.7147 | 12.9446 | 13.5595 | 19 | 12.5 | 12 | 12 | 4.6 | 79.6286 | 3500 | ST | 14.0705 | 50
FoxwoodsCoGenCT1 | ngct | CT | 6.6 | 9.8765 | 10.3984 | 10.6593 | 2.508 | 6.6 | 1 | 1 | 2 | 8.2192 | 462 | CT | 11.5258 | 6.6
FoxwoodsCoGenCT2 | ngct | CT | 6.6 | 9.3651 | 9.8869 | 10.1479 | 2.508 | 6.6 | 1 | 1 | 2 | 8.2192 | 462 | CT | 11.0143 | 6.6
HartfordHospitalCogenerationGEN3 | ngct | CT | 6.2 | 12.2661 | 12.788 | 13.049 | 2.356 | 6.2 | 1 | 1 | 2 | 7.7211 | 434 | CT | 13.9154 | 6.2
KimberlyClarkUnit123GT100 | ngct | CT | 16.1 | 10.15 | 10.6719 | 10.9328 | 6.118 | 16.1 | 1 | 1 | 2 | 20.0499 | 1127 | CT | 11.7993 | 16.1
KleenEnergySystemsProjectU1 | ngct | CT | 199 | 10.0502 | 10.5721 | 10.8331 | 75.62 | 199 | 1 | 1 | 2 | 247.8217 | 13930 | CT | 11.6995 | 199
KleenEnergySystemsProjectU2 | ngct | CT | 199 | 10.0417 | 10.5635 | 10.8245 | 75.62 | 199 | 1 | 1 | 2 | 247.8217 | 13930 | CT | 11.6909 | 199
UCONNCogenFacilityCGT1 | ngct | CT | 6.9 | 10.6226 | 11.1445 | 11.4055 | 2.622 | 6.9 | 1 | 1 | 2 | 8.5928 | 483 | CT | 12.2719 | 6.9
UCONNCogenFacilityCGT2 | ngct | CT | 6.9 | 10.8109 | 11.3328 | 11.5938 | 2.622 | 6.9 | 1 | 1 | 2 | 8.5928 | 483 | CT | 12.4602 | 6.9
UCONNCogenFacilityCGT3 | ngct | CT | 6.9 | 9.8653 | 10.3872 | 10.6482 | 2.622 | 6.9 | 1 | 1 | 2 | 8.5928 | 483 | CT | 11.5146 | 6.9
SalemHarborStationNGCC1 | ngct | SEMA | 158.4 | 17.4352 | 17.9571 | 18.2181 | 60.192 | 158.4 | 1 | 1 | 2 | 197.2611 | 11088 | CT | 19.0845 | 158.4
SalemHarborStationNGCC2 | ngct | SEMA | 158.4 | 16.8505 | 17.3724 | 17.6334 | 60.192 | 158.4 | 1 | 1 | 2 | 197.2611 | 11088 | CT | 18.4998 | 158.4
BucksportGenerationLLCGEN4 | ngct | ME | 186.8 | 10.81 | 11.3319 | 11.5928 | 70.984 | 186.8 | 1 | 1 | 2 | 232.6286 | 13076 | CT | 12.4593 | 186.8
BridgeportFuelCellPark1 | ngcc | CT | 16.6 | 7.0169 | 7.5388 | 7.7997 | 6.308 | 16.6 | 6 | 6 | 3.17 | 20.6726 | 1162 | FC | 8.6662 | 16.6
CCSUFuelCellProjectCCSU | ngcc | CT | 1.4 | 6.957 | 7.4789 | 7.7398 | 0.532 | 1.4 | 6 | 6 | 3.17 | 1.7435 | 98 | FC | 8.6062 | 1.4
DigitalFairfieldDGR01 | ngcc | CT | 2 | 4.7379 | 5.2598 | 5.5208 | 0.76 | 2 | 6 | 6 | 3.17 | 2.4907 | 140 | FC | 6.3872 | 2
HartfordHospitalCogenerationGEN4 | ngcc | CT | 1.4 | 7.2408 | 7.7627 | 8.0236 | 0.532 | 1.4 | 6 | 6 | 3.17 | 1.7435 | 98 | FC | 8.89 | 1.4
IBMSouthburyIBM00 | ngcc | CT | 1.1 | 5.5529 | 6.0748 | 6.3358 | 0.418 | 1.1 | 6 | 6 | 3.17 | 1.3699 | 77 | FC | 7.2022 | 1.1
IKEANewHavenRooftopPVFuelCell213FC | ngcc | CT | 0.3 | 4.0554 | 4.5773 | 4.8382 | 0.114 | 0.3 | 6 | 6 | 3.17 | 0.3736 | 21 | FC | 5.7047 | 0.3
PepperidgeFarmBloomfieldFCB | ngcc | CT | 1.2 | 6.8452 | 7.3671 | 7.628 | 0.456 | 1.2 | 6 | 6 | 3.17 | 1.4944 | 84 | FC | 8.4945 | 1.2
PepperidgeFarmBloomfieldFCC | ngcc | CT | 1.4 | 6.8452 | 7.3671 | 7.628 | 0.532 | 1.4 | 6 | 6 | 3.17 | 1.7435 | 98 | FC | 8.4945 | 1.4
PfizerGrotonFuelCellMM24 | ngcc | CT | 2.8 | 7.2126 | 7.7345 | 7.9954 | 1.064 | 2.8 | 6 | 6 | 3.17 | 3.4869 | 196 | FC | 8.8619 | 2.8
PfizerGrotonFuelCellMM25 | ngcc | CT | 2.8 | 7.2126 | 7.7345 | 7.9954 | 1.064 | 2.8 | 6 | 6 | 3.17 | 3.4869 | 196 | FC | 8.8619 | 2.8
TrinityCollegeFuelCellMB22 | ngcc | CT | 1.4 | 1.4526 | 1.9745 | 2.2354 | 0.532 | 1.4 | 6 | 6 | 3.17 | 1.7435 | 98 | FC | 3.1018 | 1.4
UDRGlastonburyFuelCellUDRFC | ngcc | CT | 3.4 | 6.5463 | 7.0682 | 7.3291 | 1.292 | 3.4 | 6 | 6 | 3.17 | 4.2341 | 238 | FC | 8.1956 | 3.4
UIRCPBridgeportSeasideBPFC | ngcc | CT | 2.8 | 7.0831 | 7.605 | 7.8659 | 1.064 | 2.8 | 6 | 6 | 3.17 | 3.4869 | 196 | FC | 8.7324 | 2.8
UIRCPNewHavenFuelCellNHFC | ngcc | CT | 2.8 | 7.7806 | 8.3025 | 8.5634 | 1.064 | 2.8 | 6 | 6 | 3.17 | 3.4869 | 196 | FC | 9.4298 | 2.8
UIRCPWoodbridgeFCWBFC | ngcc | CT | 2.8 | 6.9467 | 7.4686 | 7.7296 | 1.064 | 2.8 | 6 | 6 | 3.17 | 3.4869 | 196 | FC | 8.596 | 2.8
BristolMyersSquibbWallingfordSOL | ngct | CT | 4.8 | 12.6104 | 12.7405 | 12.8055 | 1.824 | 4.8 | 1 | 1 | 2 | 7.3867 | 336 | GT | 14.5863 | 4.8
DanburyHospitalCogenPlantGEN1 | ngct | CT | 4.3 | 11.1074 | 11.2375 | 11.3025 | 1.634 | 4.3 | 1 | 1 | 2 | 6.6173 | 301 | GT | 13.0833 | 4.3
FairfieldUniversityCHPPlantCHP1 | ngct | CT | 4.5 | 7.6781 | 7.8082 | 7.8732 | 1.71 | 4.5 | 1 | 1 | 2 | 6.925 | 315 | GT | 9.654 | 4.5
FritoLayIncorporatedCOGEN | ngct | CT | 4.6 | 13.8867 | 14.0167 | 14.0817 | 1.748 | 4.6 | 1 | 1 | 2 | 7.0789 | 322 | GT | 15.8626 | 4.6
HSCoCHP1 | ngct | CT | 4 | 12.048 | 12.178 | 12.243 | 1.52 | 4 | 1 | 1 | 2 | 6.1556 | 280 | GT | 14.0239 | 4
KimberlyClarkUnit123GT200 | ngct | CT | 16.1 | 9.9633 | 10.0933 | 10.1583 | 6.118 | 16.1 | 1 | 1 | 2 | 24.7763 | 1127 | GT | 11.9392 | 16.1
PfizerGrotonPlantGT1 | ngct | CT | 10 | 10.0892 | 10.2193 | 10.2843 | 3.8 | 10 | 1 | 1 | 2 | 15.389 | 700 | GT | 12.0651 | 10
RandWhitneyCHPPlantTG1 | ngct | CT | 14.6 | 11.8115 | 11.9415 | 12.0066 | 5.548 | 14.6 | 1 | 1 | 2 | 22.4679 | 1022 | GT | 13.7874 | 14.6
SikorskyAircraftCHPTG1 | ngct | CT | 9.2 | 11.3253 | 11.4554 | 11.5204 | 3.496 | 9.2 | 1 | 1 | 2 | 14.1579 | 644 | GT | 13.3013 | 9.2
WaterburyGeneration10 | ngct | CT | 96 | 6.3095 | 6.4395 | 6.5045 | 36.48 | 96 | 1 | 1 | 2 | 147.7342 | 6720 | GT | 8.2854 | 96
AmherstCollegeCoGenCTG | ngct | WCMA | 1.2 | 15.8467 | 15.9767 | 16.0417 | 0.456 | 1.2 | 1 | 1 | 2 | 1.8467 | 84 | GT | 17.8226 | 1.2
ErvingPaperMills3 | ngct | WCMA | 5.6 | 11.2154 | 11.3454 | 11.4104 | 2.128 | 5.6 | 1 | 1 | 2 | 8.6178 | 392 | GT | 13.1913 | 5.6
GilletteSBMCCTG3 | ngct | NEMA | 7.2 | 13.1093 | 13.2394 | 13.3044 | 2.736 | 7.2 | 1 | 1 | 2 | 11.0801 | 504 | GT | 15.0852 | 7.2
MedicalAreaTotalEnergyPlantCT1 | ngct | NEMA | 12.5 | 9.5039 | 9.634 | 9.699 | 4.75 | 12.5 | 1 | 1 | 2 | 19.2362 | 875 | GT | 11.4798 | 12.5
MedicalAreaTotalEnergyPlantCT2 | ngct | NEMA | 12.5 | 9.5039 | 9.634 | 9.699 | 4.75 | 12.5 | 1 | 1 | 2 | 19.2362 | 875 | GT | 11.4798 | 12.5
MedicalAreaTotalEnergyPlantCT3 | ngct | NEMA | 13.8 | 9.5039 | 9.634 | 9.699 | 5.244 | 13.8 | 1 | 1 | 2 | 21.2368 | 966 | GT | 11.4798 | 13.8
SmithCollegeCentralHeatingPlantGT1 | ngct | WCMA | 5.3 | 15.5238 | 15.6538 | 15.7189 | 2.014 | 5.3 | 1 | 1 | 2 | 8.1562 | 371 | GT | 17.4997 | 5.3
UnivofMassachusettsMedicalCenterGEN4 | ngct | NEMA | 7.5 | 7.5777 | 7.7078 | 7.7728 | 2.85 | 7.5 | 1 | 1 | 2 | 11.5417 | 525 | GT | 9.5536 | 7.5
WatersRiver1 | ngct | NEMA | 21.3 | 14.9628 | 15.0929 | 15.1579 | 8.094 | 21.3 | 1 | 1 | 2 | 32.7785 | 1491 | GT | 16.9387 | 21.3
WatersRiver2 | ngct | NEMA | 43.6 | 7.9031 | 8.0332 | 8.0982 | 16.568 | 43.6 | 1 | 1 | 2 | 67.096 | 3052 | GT | 9.879 | 43.6
WestGrotonCHPG1 | ngct | NEMA | 4.1 | 16.7547 | 16.8847 | 16.9498 | 1.558 | 4.1 | 1 | 1 | 2 | 6.3095 | 287 | GT | 18.7306 | 4.1
EasternMaineMedicalCenterCOGE | ngct | ME | 3.8 | 12.3608 | 12.4909 | 12.5559 | 1.444 | 3.8 | 1 | 1 | 2 | 5.8478 | 266 | GT | 14.3367 | 3.8
HamptonFacilityGEN8 | ngct | NH | 5 | 9.7704 | 9.9004 | 9.9655 | 1.9 | 5 | 1 | 1 | 2 | 7.6945 | 350 | GT | 11.7463 | 5
CentralPowerPlantGEN5 | ngct | RI | 3.5 | 15.3935 | 15.5236 | 15.5886 | 1.33 | 3.5 | 1 | 1 | 2 | 5.3861 | 245 | GT | 17.3694 | 3.5
CentralPowerPlantGEN6 | ngct | RI | 3.5 | 15.3935 | 15.5236 | 15.5886 | 1.33 | 3.5 | 1 | 1 | 2 | 5.3861 | 245 | GT | 17.3694 | 3.5
TorayPlasticAmericasCHPPlantCG1 | ngct | RI | 7.5 | 11.2913 | 11.4214 | 11.4864 | 2.85 | 7.5 | 1 | 1 | 2 | 11.5417 | 525 | GT | 13.2673 | 7.5
BradleyEnergyCenterUNIT1 | ngct | CT | 1.5 | 12.9335 | 14.1633 | 14.7782 | 0.57 | 1.5 | 1 | 1 | 2 | 2.3889 | 105 | IC | 15.2892 | 1.5
BradleyEnergyCenterUNIT2 | ngct | CT | 1.2 | 12.9335 | 14.1633 | 14.7782 | 0.456 | 1.2 | 1 | 1 | 2 | 1.9111 | 84 | IC | 15.2892 | 1.2
BradleyEnergyCenterUNIT3 | ngct | CT | 1.2 | 12.9335 | 14.1633 | 14.7782 | 0.456 | 1.2 | 1 | 1 | 2 | 1.9111 | 84 | IC | 15.2892 | 1.2
BradleyEnergyCenterUNIT4 | ngct | CT | 1.9 | 12.9335 | 14.1633 | 14.7782 | 0.722 | 1.9 | 1 | 1 | 2 | 3.0259 | 133 | IC | 15.2892 | 1.9
CCSUCoGenSTBYGenEC1 | ngct | CT | 1.3 | 6.7946 | 6.9247 | 6.9897 | 0.494 | 1.3 | 1 | 1 | 2 | 2.0006 | 91 | IC | 8.7705 | 1.3
CCSUCoGenSTBYGenEC2 | ngct | CT | 1.3 | 6.7946 | 6.9247 | 6.9897 | 0.494 | 1.3 | 1 | 1 | 2 | 2.0006 | 91 | IC | 8.7705 | 1.3
CelluTissueGEN1 | ngct | CT | 3 | 9.0469 | 9.5688 | 9.8298 | 1.14 | 3 | 1 | 1 | 2 | 3.736 | 210 | IC | 10.6962 | 3
WesleyanUniversityCogen11 | ngct | CT | 2.4 | 7.8501 | 7.9802 | 8.0452 | 0.912 | 2.4 | 1 | 1 | 2 | 3.6934 | 168 | IC | 9.8261 | 2.4
BostonMedicalCenterCHPPlantCOGEN | ngct | NEMA | 2 | 8.5059 | 9.0278 | 9.2887 | 0.76 | 2 | 1 | 1 | 2 | 2.4907 | 140 | IC | 10.1551 | 2
HighStreetStation1 | ngct | NEMA | 1.2 | 9.5451 | 9.6752 | 9.7402 | 0.456 | 1.2 | 1 | 1 | 2 | 1.8467 | 84 | IC | 11.521 | 1.2
HighStreetStation10 | ngct | NEMA | 1.2 | 9.5451 | 9.6752 | 9.7402 | 0.456 | 1.2 | 1 | 1 | 2 | 1.8467 | 84 | IC | 11.521 | 1.2
HighStreetStation11 | ngct | NEMA | 1.2 | 9.5451 | 9.6752 | 9.7402 | 0.456 | 1.2 | 1 | 1 | 2 | 1.8467 | 84 | IC | 11.521 | 1.2
HighStreetStation12 | ngct | NEMA | 1.2 | 9.5451 | 9.6752 | 9.7402 | 0.456 | 1.2 | 1 | 1 | 2 | 1.8467 | 84 | IC | 11.521 | 1.2
HighStreetStation2 | ngct | NEMA | 1.3 | 9.5452 | 9.6752 | 9.7402 | 0.494 | 1.3 | 1 | 1 | 2 | 2.0006 | 91 | IC | 11.5211 | 1.3
HighStreetStation6 | ngct | NEMA | 1.1 | 9.545 | 9.6751 | 9.7401 | 0.418 | 1.1 | 1 | 1 | 2 | 1.6928 | 77 | IC | 11.5209 | 1.1
HighStreetStation9 | ngct | NEMA | 1.3 | 9.5452 | 9.6752 | 9.7402 | 0.494 | 1.3 | 1 | 1 | 2 | 2.0006 | 91 | IC | 11.5211 | 1.3
SimondsGEN1 | ngct | WCMA | 0.6 | 9.5708 | 10.0927 | 10.3536 | 0.228 | 0.6 | 1 | 1 | 2 | 0.7472 | 42 | IC | 11.22 | 0.6
SimondsGEN2 | ngct | WCMA | 0.6 | 9.5708 | 10.0927 | 10.3536 | 0.228 | 0.6 | 1 | 1 | 2 | 0.7472 | 42 | IC | 11.22 | 0.6
SimondsGEN3 | ngct | WCMA | 0.6 | 9.5708 | 10.0927 | 10.3536 | 0.228 | 0.6 | 1 | 1 | 2 | 0.7472 | 42 | IC | 11.22 | 0.6
WellesleyCollegeCentralUtilityPlant1118 | ngct | NEMA | 1.3 | 9.8421 | 9.9721 | 10.0371 | 0.494 | 1.3 | 1 | 1 | 2 | 2.0006 | 91 | IC | 11.818 | 1.3
WellesleyCollegeCentralUtilityPlant1119 | ngct | NEMA | 1.3 | 9.8421 | 9.9721 | 10.0371 | 0.494 | 1.3 | 1 | 1 | 2 | 2.0006 | 91 | IC | 11.818 | 1.3
WellesleyCollegeCentralUtilityPlant1120 | ngct | NEMA | 1.3 | 9.8421 | 9.9721 | 10.0371 | 0.494 | 1.3 | 1 | 1 | 2 | 2.0006 | 91 | IC | 11.818 | 1.3
WellesleyCollegeCentralUtilityPlant1121 | ngct | NEMA | 1.3 | 9.8421 | 9.9721 | 10.0371 | 0.494 | 1.3 | 1 | 1 | 2 | 2.0006 | 91 | IC | 11.818 | 1.3
WellesleyCollegeCentralUtilityPlant8187 | ngct | NEMA | 1.9 | 9.8421 | 9.9721 | 10.0371 | 0.722 | 1.9 | 1 | 1 | 2 | 2.9239 | 133 | IC | 11.818 | 1.9
CentralPowerPlantGEN7 | ngct | RI | 2 | 9.3181 | 9.4481 | 9.5132 | 0.76 | 2 | 1 | 1 | 2 | 3.0778 | 140 | IC | 11.294 | 2
TorayPlasticAmericasCHPPlantKG12 | ngct | RI | 5 | 6.824 | 6.954 | 7.0191 | 1.9 | 5 | 1 | 1 | 2 | 7.6945 | 350 | IC | 8.7999 | 5
TorayPlasticAmericasCHPPlantKG18 | ngct | RI | 7.5 | 6.824 | 6.954 | 7.0191 | 2.85 | 7.5 | 1 | 1 | 2 | 11.5417 | 525 | IC | 8.7999 | 7.5
Middletown2 | ngcc | CT | 113.6 | 9.8589 | 10.3808 | 10.6417 | 43.168 | 113.6 | 6 | 6 | 3.17 | 141.4701 | 7952 | ST | 11.5081 | 113.6
Middletown3 | ngcc | CT | 239.4 | 9.0058 | 9.5277 | 9.7887 | 90.972 | 239.4 | 6 | 6 | 3.17 | 298.1333 | 16758 | ST | 10.6551 | 239.4
AmherstCollegeCoGenSTG | ngcc | WCMA | 0.5 | 95.0729 | 95.5948 | 95.8557 | 0.19 | 0.5 | 6 | 6 | 3.17 | 0.62267 | 35 | ST | 96.7222 | 0.5
IndianOrchardPlant1TG | ngcc | WCMA | 5.7 | 61.5162 | 62.0381 | 62.299 | 2.166 | 5.7 | 6 | 6 | 3.17 | 7.0984 | 399 | ST | 63.1654 | 5.7
NortonPowerhouseGEN1 | ngcc | WCMA | 2.5 | 28.3705 | 28.8924 | 29.1533 | 0.95 | 2.5 | 6 | 6 | 3.17 | 3.1133 | 175 | ST | 30.0197 | 2.5
NortonPowerhouseGEN2 | ngcc | WCMA | 3.1 | 34.1319 | 34.6538 | 34.9147 | 1.178 | 3.1 | 6 | 6 | 3.17 | 3.8605 | 217 | ST | 35.7812 | 3.1
RousselotIncGEN1 | ngcc | NEMA | 1.5 | 487.3091 | 487.831 | 488.0919 | 0.57 | 1.5 | 6 | 6 | 3.17 | 1.868 | 105 | ST | 488.9584 | 1.5
RousselotIncGEN3 | ngcc | NEMA | 3.7 | 33.1204 | 33.6423 | 33.9032 | 1.406 | 3.7 | 6 | 6 | 3.17 | 4.6077 | 259 | ST | 34.7697 | 3.7
WilliamsCollege-CampusCHPGEN2 | ngcc | WCMA | 3 | 60.6012 | 61.1231 | 61.384 | 1.14 | 3 | 6 | 6 | 3.17 | 3.736 | 210 | ST | 62.2504 | 3
WatersidePowerLLC4 | oil | CT | 23.2 | 23.8588 | 23.9888 | 24.0539 | 8.816 | 23.2 | 1 | 1 | 2 | 35.7024 | 1624 | GT | 25.8347 | 23.2
WatersidePowerLLC5 | oil | CT | 23.2 | 22.4847 | 22.6148 | 22.6798 | 8.816 | 23.2 | 1 | 1 | 2 | 35.7024 | 1624 | GT | 24.4607 | 23.2
WatersidePowerLLC7 | oil | CT | 23.2 | 24.3812 | 24.5112 | 24.5763 | 8.816 | 23.2 | 1 | 1 | 2 | 35.7024 | 1624 | GT | 26.3571 | 23.2
Nantucket12 | oil | SEMA | 3.7 | 47.5957 | 47.7257 | 47.7908 | 1.406 | 3.7 | 1 | 1 | 2 | 5.6939 | 259 | GT | 49.5716 | 3.7
Nantucket13 | oil | SEMA | 3.7 | 47.5957 | 47.7257 | 47.7908 | 1.406 | 3.7 | 1 | 1 | 2 | 5.6939 | 259 | GT | 49.5716 | 3.7
CapeGasTurbineGT4 | oil | ME | 17.5 | 19.5348 | 19.6649 | 19.7299 | 6.65 | 17.5 | 1 | 1 | 2 | 26.9307 | 1225 | GT | 21.5108 | 17.5
CapeGasTurbineGT5 | oil | ME | 17.5 | 19.5348 | 19.6649 | 19.7299 | 6.65 | 17.5 | 1 | 1 | 2 | 26.9307 | 1225 | GT | 21.5108 | 17.5
AscutneyGT4 | oil | VT | 13.2 | 44.54 | 44.67 | 44.735 | 5.016 | 13.2 | 1 | 1 | 2 | 20.3135 | 924 | GT | 46.5159 | 13.2
Colchester16GT1 | oil | VT | 18 | 32.5093 | 32.6393 | 32.7044 | 6.84 | 18 | 1 | 1 | 2 | 27.7002 | 1260 | GT | 34.4852 | 18
RutlandGT5 | oil | VT | 13.2 | 23.5392 | 23.6693 | 23.7343 | 5.016 | 13.2 | 1 | 1 | 2 | 20.3135 | 924 | GT | 25.5152 | 13.2
BackusMicrogridProjectBMP1 | oil | CT | 2.6 | 8.1343 | 8.2643 | 8.3293 | 0.988 | 2.6 | 1 | 1 | 2 | 4.0011 | 182 | IC | 10.1102 | 2.6
BackusMicrogridProjectBMP2 | oil | CT | 2.6 | 8.1343 | 8.2643 | 8.3293 | 0.988 | 2.6 | 1 | 1 | 2 | 4.0011 | 182 | IC | 10.1102 | 2.6
BackusMicrogridProjectBMP3 | oil | CT | 2.6 | 8.1343 | 8.2643 | 8.3293 | 0.988 | 2.6 | 1 | 1 | 2 | 4.0011 | 182 | IC | 10.1102 | 2.6
BackusMicrogridProjectBMP4 | oil | CT | 2.6 | 8.1343 | 8.2643 | 8.3293 | 0.988 | 2.6 | 1 | 1 | 2 | 4.0011 | 182 | IC | 10.1102 | 2.6
BridgeStreet12BS1 | oil | CT | 2.6 | 8.174 | 8.304 | 8.3691 | 0.988 | 2.6 | 1 | 1 | 2 | 4.0011 | 182 | IC | 10.1499 | 2.6
BridgeStreet12BS2 | oil | CT | 2.6 | 8.174 | 8.304 | 8.3691 | 0.988 | 2.6 | 1 | 1 | 2 | 4.0011 | 182 | IC | 10.1499 | 2.6
BristolMyersSquibbWallingfordDG12 | oil | CT | 0.9 | 8.6281 | 8.7581 | 8.8231 | 0.342 | 0.9 | 1 | 1 | 2 | 1.385 | 63 | IC | 10.604 | 0.9
BristolMyersSquibbWallingfordDG3 | oil | CT | 2 | 8.6278 | 8.7578 | 8.8228 | 0.76 | 2 | 1 | 1 | 2 | 3.0778 | 140 | IC | 10.6037 | 2
CCSUCoGenSTBYGenGRND | oil | CT | 0.3 | 6.7946 | 6.9247 | 6.9897 | 0.114 | 0.3 | 1 | 1 | 2 | 0.46167 | 21 | IC | 8.7705 | 0.3
CCSUCoGenSTBYGenMEMH | oil | CT | 0.7 | 6.7946 | 6.9247 | 6.9897 | 0.266 | 0.7 | 1 | 1 | 2 | 1.0772 | 49 | IC | 8.7705 | 0.7
FortHill1234FH1 | oil | CT | 2.6 | 8.0558 | 8.1858 | 8.2509 | 0.988 | 2.6 | 1 | 1 | 2 | 4.0011 | 182 | IC | 10.0317 | 2.6
FortHill1234FH2 | oil | CT | 2.6 | 8.0558 | 8.1858 | 8.2509 | 0.988 | 2.6 | 1 | 1 | 2 | 4.0011 | 182 | IC | 10.0317 | 2.6
FortHill1234FH3 | oil | CT | 2.6 | 8.0558 | 8.1858 | 8.2509 | 0.988 | 2.6 | 1 | 1 | 2 | 4.0011 | 182 | IC | 10.0317 | 2.6
FortHill1234FH4 | oil | CT | 2.6 | 8.0558 | 8.1858 | 8.2509 | 0.988 | 2.6 | 1 | 1 | 2 | 4.0011 | 182 | IC | 10.0317 | 2.6
GaryCourt12GC1 | oil | CT | 2.6 | 8.5252 | 8.6552 | 8.7202 | 0.988 | 2.6 | 1 | 1 | 2 | 4.0011 | 182 | IC | 10.5011 | 2.6
GaryCourt12GC2 | oil | CT | 2.6 | 8.5252 | 8.6552 | 8.7202 | 0.988 | 2.6 | 1 | 1 | 2 | 4.0011 | 182 | IC | 10.5011 | 2.6
JewettCity1JC1 | oil | CT | 2.6 | 8.0776 | 8.2076 | 8.2727 | 0.988 | 2.6 | 1 | 1 | 2 | 4.0011 | 182 | IC | 10.0535 | 2.6
LebanonPines12LP1 | oil | CT | 2.6 | 7.7364 | 7.8664 | 7.9315 | 0.988 | 2.6 | 1 | 1 | 2 | 4.0011 | 182 | IC | 9.7123 | 2.6
LebanonPines12LP2 | oil | CT | 2.6 | 7.7364 | 7.8664 | 7.9315 | 0.988 | 2.6 | 1 | 1 | 2 | 4.0011 | 182 | IC | 9.7123 | 2.6
LNG12LNG1 | oil | CT | 2.6 | 8.0387 | 8.1687 | 8.2338 | 0.988 | 2.6 | 1 | 1 | 2 | 4.0011 | 182 | IC | 10.0146 | 2.6
LNG12LNG2 | oil | CT | 2.6 | 8.0387 | 8.1687 | 8.2338 | 0.988 | 2.6 | 1 | 1 | 2 | 4.0011 | 182 | IC | 10.0146 | 2.6
Norden13NORD1 | oil | CT | 2 | 7.8872 | 8.0173 | 8.0823 | 0.76 | 2 | 1 | 1 | 2 | 3.0778 | 140 | IC | 9.8631 | 2
Norden13NORD2 | oil | CT | 2 | 7.8872 | 8.0173 | 8.0823 | 0.76 | 2 | 1 | 1 | 2 | 3.0778 | 140 | IC | 9.8631 | 2
Norden13NORD3 | oil | CT | 2 | 7.8872 | 8.0173 | 8.0823 | 0.76 | 2 | 1 | 1 | 2 | 3.0778 | 140 | IC | 9.8631 | 2
NorwichWWTP1 | oil | CT | 2 | 10.3032 | 10.4332 | 10.4982 | 0.76 | 2 | 1 | 1 | 2 | 3.0778 | 140 | IC | 12.2791 | 2
WaterTreatment12WT1 | oil | CT | 2.6 | 8.0041 | 8.1342 | 8.1992 | 0.988 | 2.6 | 1 | 1 | 2 | 4.0011 | 182 | IC | 9.98 | 2.6
WaterTreatment12WT2 | oil | CT | 2.6 | 8.0041 | 8.1342 | 8.1992 | 0.988 | 2.6 | 1 | 1 | 2 | 4.0011 | 182 | IC | 9.98 | 2.6
AndersonPowerProductsDivision3622 | oil | WCMA | 0.1 | 48.3574 | 48.4875 | 48.5525 | 0.038 | 0.1 | 1 | 1 | 2 | 0.15389 | 7 | IC | 50.3333 | 0.1
AndersonPowerProductsDivision6033 | oil | WCMA | 0.3 | 48.3574 | 48.4875 | 48.5525 | 0.114 | 0.3 | 1 | 1 | 2 | 0.46167 | 21 | IC | 50.3333 | 0.3
AndersonPowerProductsDivision6035 | oil | WCMA | 0.3 | 48.3574 | 48.4875 | 48.5525 | 0.114 | 0.3 | 1 | 1 | 2 | 0.46167 | 21 | IC | 50.3333 | 0.3
AndersonPowerProductsDivision6046 | oil | WCMA | 0.3 | 48.3574 | 48.4875 | 48.5525 | 0.114 | 0.3 | 1 | 1 | 2 | 0.46167 | 21 | IC | 50.3333 | 0.3
CherryStreet10 | oil | SEMA | 2.2 | 6.8773 | 7.0073 | 7.0723 | 0.836 | 2.2 | 1 | 1 | 2 | 3.3856 | 154 | IC | 8.8532 | 2.2
CherryStreet11 | oil | SEMA | 2.2 | 6.8773 | 7.0073 | 7.0723 | 0.836 | 2.2 | 1 | 1 | 2 | 3.3856 | 154 | IC | 8.8532 | 2.2
CherryStreet12 | oil | SEMA | 5.6 | 6.8773 | 7.0074 | 7.0724 | 2.128 | 5.6 | 1 | 1 | 2 | 8.6178 | 392 | IC | 8.8532 | 5.6
CherryStreet7 | oil | SEMA | 3.3 | 6.8773 | 7.0074 | 7.0724 | 1.254 | 3.3 | 1 | 1 | 2 | 5.0784 | 231 | IC | 8.8532 | 3.3
CherryStreet8 | oil | SEMA | 4 | 6.8773 | 7.0074 | 7.0724 | 1.52 | 4 | 1 | 1 | 2 | 6.1556 | 280 | IC | 8.8533 | 4
FraminghamStateUniversityPlantHA | oil | NEMA | 0.2 | 26.0398 | 26.1699 | 26.2349 | 0.076 | 0.2 | 1 | 1 | 2 | 0.30778 | 14 | IC | 28.0157 | 0.2
FraminghamStateUniversityPlantLIB | oil | NEMA | 0.3 | 26.0105 | 26.1405 | 26.2055 | 0.114 | 0.3 | 1 | 1 | 2 | 0.46167 | 21 | IC | 27.9864 | 0.3
FraminghamStateUniversityPlantMSC2 | oil | NEMA | 0.2 | 26.0398 | 26.1699 | 26.2349 | 0.076 | 0.2 | 1 | 1 | 2 | 0.30778 | 14 | IC | 28.0157 | 0.2
FraminghamStateUniversityPlantNORTH | oil | NEMA | 0.2 | 26.0398 | 26.1699 | 26.2349 | 0.076 | 0.2 | 1 | 1 | 2 | 0.30778 | 14 | IC | 28.0157 | 0.2
FraminghamStateUniversityPlantOC | oil | NEMA | 0.1 | 26.0398 | 26.1699 | 26.2349 | 0.038 | 0.1 | 1 | 1 | 2 | 0.15389 | 7 | IC | 28.0157 | 0.1
FraminghamStateUniversityPlantPP | oil | NEMA | 0.4 | 26.0178 | 26.1479 | 26.2129 | 0.152 | 0.4 | 1 | 1 | 2 | 0.61556 | 28 | IC | 27.9937 | 0.4
FraminghamStateUniversityPlantTOW1 | oil | NEMA | 0.2 | 26.0398 | 26.1699 | 26.2349 | 0.076 | 0.2 | 1 | 1 | 2 | 0.30778 | 14 | IC | 28.0157 | 0.2
FraminghamStateUniversityPlantTOW2 | oil | NEMA | 0.4 | 26.0178 | 26.1479 | 26.2129 | 0.152 | 0.4 | 1 | 1 | 2 | 0.61556 | 28 | IC | 27.9937 | 0.4
FraminghamStateUniversityPlantWEST | oil | NEMA | 0.2 | 26.0398 | 26.1699 | 26.2349 | 0.076 | 0.2 | 1 | 1 | 2 | 0.30778 | 14 | IC | 28.0157 | 0.2
FrontStreet1 | oil | WCMA | 2.7 | 8.171 | 8.3011 | 8.3661 | 1.026 | 2.7 | 1 | 1 | 2 | 4.155 | 189 | IC | 10.1469 | 2.7
FrontStreet2 | oil | WCMA | 2.7 | 8.171 | 8.3011 | 8.3661 | 1.026 | 2.7 | 1 | 1 | 2 | 4.155 | 189 | IC | 10.1469 | 2.7
FrontStreet3 | oil | WCMA | 2.7 | 8.171 | 8.3011 | 8.3661 | 1.026 | 2.7 | 1 | 1 | 2 | 4.155 | 189 | IC | 10.1469 | 2.7
HighStreetStation7 | oil | NEMA | 1.3 | 9.5452 | 9.6752 | 9.7402 | 0.494 | 1.3 | 1 | 1 | 2 | 2.0006 | 91 | IC | 11.5211 | 1.3
HighStreetStation8 | oil | NEMA | 1.1 | 9.545 | 9.6751 | 9.7401 | 0.418 | 1.1 | 1 | 1 | 2 | 1.6928 | 77 | IC | 11.5209 | 1.1
MedicalAreaTotalEnergyPlantDEG1 | oil | NEMA | 6.8 | 7.2861 | 7.4162 | 7.4812 | 2.584 | 6.8 | 1 | 1 | 2 | 10.4645 | 476 | IC | 9.2621 | 6.8
MedicalAreaTotalEnergyPlantDEG2 | oil | NEMA | 6.8 | 7.2861 | 7.4162 | 7.4812 | 2.584 | 6.8 | 1 | 1 | 2 | 10.4645 | 476 | IC | 9.2621 | 6.8
MedicalAreaTotalEnergyPlantDEG3 | oil | NEMA | 6.8 | 7.2861 | 7.4162 | 7.4812 | 2.584 | 6.8 | 1 | 1 | 2 | 10.4645 | 476 | IC | 9.2621 | 6.8
MedicalAreaTotalEnergyPlantDEG4 | oil | NEMA | 6.8 | 7.2861 | 7.4162 | 7.4812 | 2.584 | 6.8 | 1 | 1 | 2 | 10.4645 | 476 | IC | 9.2621 | 6.8
MedicalAreaTotalEnergyPlantDEG5 | oil | NEMA | 6.8 | 7.2861 | 7.4162 | 7.4812 | 2.584 | 6.8 | 1 | 1 | 2 | 10.4645 | 476 | IC | 9.2621 | 6.8
MedicalAreaTotalEnergyPlantDEG6 | oil | NEMA | 6.8 | 7.2861 | 7.4162 | 7.4812 | 2.584 | 6.8 | 1 | 1 | 2 | 10.4645 | 476 | IC | 9.2621 | 6.8
OakBluffsDieselGeneratingFacilityUN1 | oil | SEMA | 2.7 | 7.9802 | 8.1102 | 8.1752 | 1.026 | 2.7 | 1 | 1 | 2 | 4.155 | 189 | IC | 9.9561 | 2.7
OakBluffsDieselGeneratingFacilityUN2 | oil | SEMA | 2.7 | 7.9802 | 8.1102 | 8.1752 | 1.026 | 2.7 | 1 | 1 | 2 | 4.155 | 189 | IC | 9.9561 | 2.7
OakBluffsDieselGeneratingFacilityUN3 | oil | SEMA | 2.7 | 7.9802 | 8.1102 | 8.1752 | 1.026 | 2.7 | 1 | 1 | 2 | 4.155 | 189 | IC | 9.9561 | 2.7
Shrewsbury1 | oil | WCMA | 2.8 | 15.9068 | 16.0369 | 16.1019 | 1.064 | 2.8 | 1 | 1 | 2 | 4.3089 | 196 | IC | 17.8827 | 2.8
Shrewsbury2 | oil | WCMA | 2.8 | 15.9068 | 16.0369 | 16.1019 | 1.064 | 2.8 | 1 | 1 | 2 | 4.3089 | 196 | IC | 17.8827 | 2.8
Shrewsbury3 | oil | WCMA | 2.8 | 15.9068 | 16.0369 | 16.1019 | 1.064 | 2.8 | 1 | 1 | 2 | 4.3089 | 196 | IC | 17.8827 | 2.8
Shrewsbury4 | oil | WCMA | 2.8 | 15.9068 | 16.0369 | 16.1019 | 1.064 | 2.8 | 1 | 1 | 2 | 4.3089 | 196 | IC | 17.8827 | 2.8
Shrewsbury5 | oil | WCMA | 2.8 | 15.9068 | 16.0369 | 16.1019 | 1.064 | 2.8 | 1 | 1 | 2 | 4.3089 | 196 | IC | 17.8827 | 2.8
WellesleyCollegeCentralUtilityPlantSB1 | oil | NEMA | 3 | 9.8421 | 9.9721 | 10.0371 | 1.14 | 3 | 1 | 1 | 2 | 4.6167 | 210 | IC | 11.818 | 3
WestTisburyGeneratingFacilityUN1 | oil | SEMA | 2.7 | 8.2045 | 8.3346 | 8.3996 | 1.026 | 2.7 | 1 | 1 | 2 | 4.155 | 189 | IC | 10.1804 | 2.7
WestTisburyGeneratingFacilityUN2 | oil | SEMA | 2.7 | 8.2045 | 8.3346 | 8.3996 | 1.026 | 2.7 | 1 | 1 | 2 | 4.155 | 189 | IC | 10.1804 | 2.7
WestWaterStreetG1 | oil | SEMA | 2.5 | 7.5462 | 7.6762 | 7.7412 | 0.95 | 2.5 | 1 | 1 | 2 | 3.8472 | 175 | IC | 9.5221 | 2.5
WestWaterStreetG2 | oil | SEMA | 2.5 | 7.5462 | 7.6762 | 7.7412 | 0.95 | 2.5 | 1 | 1 | 2 | 3.8472 | 175 | IC | 9.5221 | 2.5
WestWaterStreetG3 | oil | SEMA | 2.5 | 7.5462 | 7.6762 | 7.7412 | 0.95 | 2.5 | 1 | 1 | 2 | 3.8472 | 175 | IC | 9.5221 | 2.5
WestWaterStreetG4 | oil | SEMA | 2.5 | 7.5462 | 7.6762 | 7.7412 | 0.95 | 2.5 | 1 | 1 | 2 | 3.8472 | 175 | IC | 9.5221 | 2.5
WilkinsStation1 | oil | NEMA | 2.7 | 9.9629 | 10.0929 | 10.1579 | 1.026 | 2.7 | 1 | 1 | 2 | 4.155 | 189 | IC | 11.9388 | 2.7
WilkinsStation2 | oil | NEMA | 2.7 | 9.9629 | 10.0929 | 10.1579 | 1.026 | 2.7 | 1 | 1 | 2 | 4.155 | 189 | IC | 11.9388 | 2.7
WilliamsCollegeCampusCHPGEN4 | oil | WCMA | 2 | 9.6241 | 9.7541 | 9.8192 | 0.76 | 2 | 1 | 1 | 2 | 3.0778 | 140 | IC | 11.6 | 2
WilliamsCollegeCampusCHPGEN5 | oil | WCMA | 2 | 9.6241 | 9.7541 | 9.8192 | 0.76 | 2 | 1 | 1 | 2 | 3.0778 | 140 | IC | 11.6 | 2
Eastport3 | oil | ME | 2 | 8.3925 | 8.5226 | 8.5876 | 0.76 | 2 | 1 | 1 | 2 | 3.0778 | 140 | IC | 10.3684 | 2
RobbinsLumberCAT | oil | ME | 2 | 5.0342 | 5.1642 | 5.2293 | 0.76 | 2 | 1 | 1 | 2 | 3.0778 | 140 | IC | 7.0101 | 2
CrotchedMountainRehabilitationCenterGEN1 | oil | NH | 0.7 | 7.873 | 8.003 | 8.068 | 0.266 | 0.7 | 1 | 1 | 2 | 1.0772 | 49 | IC | 9.8489 | 0.7
CrotchedMountainRehabilitationCenterGEN2 | oil | NH | 0.7 | 7.873 | 8.003 | 8.068 | 0.266 | 0.7 | 1 | 1 | 2 | 1.0772 | 49 | IC | 9.8489 | 0.7
CrotchedMountainRehabilitationCenterGEN3 | oil | NH | 0.7 | 7.873 | 8.003 | 8.068 | 0.266 | 0.7 | 1 | 1 | 2 | 1.0772 | 49 | IC | 9.8489 | 0.7
BlockIsland23 | oil | RI | 1.2 | 13.6142 | 13.7443 | 13.8093 | 0.456 | 1.2 | 1 | 1 | 2 | 1.8467 | 84 | IC | 15.5902 | 1.2
BlockIsland24 | oil | RI | 1.6 | 13.6158 | 13.7459 | 13.8109 | 0.608 | 1.6 | 1 | 1 | 2 | 2.4622 | 112 | IC | 15.5917 | 1.6
BlockIsland25 | oil | RI | 1.8 | 13.6149 | 13.7449 | 13.8099 | 0.684 | 1.8 | 1 | 1 | 2 | 2.77 | 126 | IC | 15.5908 | 1.8
BlockIsland27 | oil | RI | 2.5 | 13.6149 | 13.745 | 13.81 | 0.95 | 2.5 | 1 | 1 | 2 | 3.8472 | 175 | IC | 15.5908 | 2.5
EssexJunction19IC5 | oil | VT | 2 | 8.4456 | 8.5756 | 8.6407 | 0.76 | 2 | 1 | 1 | 2 | 3.0778 | 140 | IC | 10.4215 | 2
EssexJunction19IC6 | oil | VT | 2 | 8.4456 | 8.5756 | 8.6407 | 0.76 | 2 | 1 | 1 | 2 | 3.0778 | 140 | IC | 10.4215 | 2
EssexJunction19IC7 | oil | VT | 2 | 8.4456 | 8.5756 | 8.6407 | 0.76 | 2 | 1 | 1 | 2 | 3.0778 | 140 | IC | 10.4215 | 2
EssexJunction19IC8 | oil | VT | 2 | 8.4456 | 8.5756 | 8.6407 | 0.76 | 2 | 1 | 1 | 2 | 3.0778 | 140 | IC | 10.4215 | 2
Vergennes95 | oil | VT | 2 | 8.1504 | 8.2805 | 8.3455 | 0.76 | 2 | 1 | 1 | 2 | 3.0778 | 140 | IC | 10.1263 | 2
Vergennes96 | oil | VT | 2 | 8.1504 | 8.2805 | 8.3455 | 0.76 | 2 | 1 | 1 | 2 | 3.0778 | 140 | IC | 10.1263 | 2
Middletown4 | oil | CT | 414.9 | 14.1421 | 15.552 | 16.257 | 157.662 | 414.9 | 1 | 1 | 2 | 701.9279 | 29043 | ST | 16.6592 | 414.9
ClearyFlood8 | oil | SEMA | 28.3 | 13.3018 | 14.7117 | 15.4167 | 10.754 | 28.3 | 1 | 1 | 2 | 47.8779 | 1981 | ST | 15.8189 | 28.3
WilliamFWyman1 | oil | ME | 50 | 10.6697 | 12.0796 | 12.7846 | 19 | 50 | 1 | 1 | 2 | 84.59 | 3500 | ST | 13.1868 | 50
WilliamFWyman2 | oil | ME | 50 | 10.4686 | 11.8785 | 12.5834 | 19 | 50 | 1 | 1 | 2 | 84.59 | 3500 | ST | 12.9856 | 50
WilliamFWyman3 | oil | ME | 113.6 | 11.3104 | 12.7203 | 13.4252 | 43.168 | 113.6 | 1 | 1 | 2 | 192.1885 | 7952 | ST | 13.8274 | 113.6
WilliamFWyman4 | oil | ME | 632.4 | 7.9583 | 9.3682 | 10.0732 | 240.312 | 632.4 | 1 | 1 | 2 | 1069.8944 | 44268 | ST | 10.4754 | 632.4
DartmouthCollegeHeatingPlantGEN1 | oil | NH | 2 | 55.5988 | 57.0087 | 57.7137 | 0.76 | 2 | 1 | 1 | 2 | 3.3836 | 140 | ST | 58.1159 | 2
DartmouthCollegeHeatingPlantGEN2 | oil | NH | 2 | 130.5169 | 131.9269 | 132.6318 | 0.76 | 2 | 1 | 1 | 2 | 3.3836 | 140 | ST | 133.034 | 2
DartmouthCollegeHeatingPlantGEN3 | oil | NH | 3 | 22.9354 | 24.3453 | 25.0503 | 1.14 | 3 | 1 | 1 | 2 | 5.0754 | 210 | ST | 25.4525 | 3
Newington1 | oil | NH | 414 | 11.5715 | 12.9814 | 13.6863 | 157.32 | 414 | 1 | 1 | 2 | 700.4053 | 28980 | ST | 14.0885 | 414
SLACK1 | slack | CT | 10000 | 10000 | 10000 | 10000 | 0 | 5000 | 1 | 1 | 0 | 10000000000 | 10000000000
SLACK2 | slack | ME | 10000 | 10000 | 10000 | 10000 | 0 | 5000 | 1 | 1 | 0 | 10000000000 | 10000000000
SLACK3 | slack | NEMA | 10000 | 10000 | 10000 | 10000 | 0 | 5000 | 1 | 1 | 0 | 10000000000 | 10000000000
SLACK4 | slack | NH | 10000 | 10000 | 10000 | 10000 | 0 | 5000 | 1 | 1 | 0 | 10000000000 | 10000000000
SLACK5 | slack | RI | 10000 | 10000 | 10000 | 10000 | 0 | 5000 | 1 | 1 | 0 | 10000000000 | 10000000000
SLACK6 | slack | SEMA | 10000 | 10000 | 10000 | 10000 | 0 | 5000 | 1 | 1 | 0 | 10000000000 | 10000000000
SLACK7 | slack | VT | 10000 | 10000 | 10000 | 10000 | 0 | 5000 | 1 | 1 | 0 | 10000000000 | 10000000000
SLACK8 | slack | WCMA | 10000 | 10000 | 10000 | 10000 | 0 | 5000 | 1 | 1 | 0 | 10000000000 | 10000000000
CT_hydro | hydro | CT | 200 | 0 | 0 | 0 | 0 | 200 | 1 | 1 | 0 | 0 | 0
ME_hydro | hydro | ME | 1500 | 0 | 0 | 0 | 0 | 1500 | 1 | 1 | 0 | 0 | 0
NEMA_hydro | hydro | NEMA | 100 | 0 | 0 | 0 | 0 | 100 | 1 | 1 | 0 | 0 | 0
NH_hydro | hydro | NH | 800 | 0 | 0 | 0 | 0 | 800 | 1 | 1 | 0 | 0 | 0
RI_hydro | hydro | RI | 5 | 0 | 0 | 0 | 0 | 5 | 1 | 1 | 0 | 0 | 0
VT_hydro | hydro | VT | 700 | 0 | 0 | 0 | 0 | 700 | 1 | 1 | 0 | 0 | 0
WCMA_hydro | hydro | WCMA | 500 | 0 | 0 | 0 | 0 | 500 | 1 | 1 | 0 | 0 | 0
HQVTI | imports | HQVT_I | 2200 | 0 | 0 | 0 | 0 | 50 | 1 | 1 | 0 | 0 | 0
NBMEI | imports | NBME_I | 1000 | 0 | 0 | 0 | 0 | 50 | 1 | 1 | 0 | 0 | 0
NYCTI | imports | NYCT_I | 720 | 0 | 0 | 0 | 0 | 70 | 1 | 1 | 0 | 0 | 0
NYVTI | imports | NYVT_I | 720 | 0 | 0 | 0 | 0 | 70 | 1 | 1 | 0 | 0 | 0
NYWCMAI | imports | NYWCMA_I | 180 | 0 | 0 | 0 | 0 | 17 | 1 | 1 | 0 | 0 | 0

## Generators (must run)
State | Name | Type | Net_Capacity | Capacity_Factor | Product | Zone | Totals
CT | Covanta Bristol Energy_GEN1 | MSW | 16.3 | 0.628 | 10.2364 | CT | 2067.3316
CT | Covanta Southeastern Connecticut Company_GEN1 | MSW | 18.3 | 0.81 | 14.823 | WCMA | 65.0582
CT | CT Resource Rec Authority Facility_NO 5 | MSW | 45 | 0.21 | 9.45 | NEMA | 92.223
CT | CT Resource Rec Authority Facility_NO 6 | MSW | 45 | 0.349 | 15.705 | SEMA | 577.3394
CT | Millstone_2 | NUC | 909.9 | 0.891 | 810.7209 | ME | 154.8768
CT | Millstone_3 | NUC | 1253 | 0.891 | 1116.423 | NH | 1312.9434
CT | MM Hartford Energy_UNT1 | LFG | 0.9 | 0.107 | 0.0963 | RI | 24.0849
CT | MM Hartford Energy_UNT2 | LFG | 0.9 | 0.107 | 0.0963 | VT | 48.8425
CT | MM Hartford Energy_UNT3 | LFG | 0.9 | 0.107 | 0.0963
CT | New Milford Gas Recovery_GEN2 | LFG | 0.8 | 0.362 | 0.2896
CT | New Milford Gas Recovery_GEN3 | LFG | 0.8 | 0.362 | 0.2896
CT | New Milford Gas Recovery_GEN4 | LFG | 0.8 | 0.362 | 0.2896
CT | Plainfield Renewable Energy LLC_STG | WDS | 43 | 0.695 | 29.885
CT | Wheelabrator Bridgeport_GEN1 | MSW | 67 | 0.717 | 48.039
CT | Wheelabrator Lisbon_GEN1 | MSW | 14.6 | 0.746 | 10.8916
WCMA | Ameresco Chicopee Energy_UNIT4 | LFG | 2.1 | 0.711 | 1.4931
WCMA | Ameresco Chicopee Energy_Unit1 | LFG | 1.9 | 0.711 | 1.3509
WCMA | Ameresco Chicopee Energy_Unit2 | LFG | 1.9 | 0.711 | 1.3509
WCMA | Ameresco Chicopee Energy_Unit3 | LFG | 1.9 | 0.711 | 1.3509
NEMA | Covanta Haverhill_GEN1 | MSW | 46 | 0.833 | 38.318
WCMA | Fitchburg Gas Recovery_GEN1 | LFG | 1.6 | 0.898 | 1.4368
WCMA | Fitchburg Gas Recovery_GEN2 | LFG | 1.6 | 0.898 | 1.4368
WCMA | Fitchburg Gas Recovery_GEN3 | LFG | 1.6 | 0.898 | 1.4368
WCMA | Granby LFG_GLFG1 | LFG | 3.2 | 0.346 | 1.1072
SEMA | Greater New Bedford LFG Utiliz. Facility_11052 | LFG | 3.3 | 0.501 | 1.6533
SEMA | GRS Fall River_3 | LFG | 5.3 | 0.439 | 2.3267
SEMA | MM Taunton Energy_UNT1 | LFG | 0.9 | 0.359 | 0.3231
SEMA | MM Taunton Energy_UNT2 | LFG | 0.9 | 0.359 | 0.3231
SEMA | MM Taunton Energy_UNT3 | LFG | 0.9 | 0.359 | 0.3231
SEMA | MM Taunton Energy_UNT4 | LFG | 0.9 | 0.359 | 0.3231
SEMA | Pilgrim Nuclear Power Station_1 | NUC | 670 | 0.757 | 507.19
WCMA | Pinetree Power Fitchburg_NO-1 | WDS | 18 | 0.674 | 12.132
WCMA | Pioneer Valley Resource Recovery_DLV1 | MSW | 9.4 | 0.478 | 4.4932
SEMA | SEMASS Resource Recovery_GEN1 | MSW | 64.5 | 0.63 | 40.635
SEMA | SEMASS Resource Recovery_GEN2 | MSW | 34 | 0.713 | 24.242
WCMA | Southbridge Landfill Gas-to-Energy_CAT | LFG | 1.6 | 0.315 | 0.504
WCMA | Southbridge Landfill Gas-to-Energy_CAT2 | LFG | 1.6 | 0.315 | 0.504
WCMA | Wheelabrator Millbury Facility_GEN1 | MSW | 47.6 | 0.766 | 36.4616
NEMA | Wheelabrator North Andover_GEN1 | MSW | 40.3 | 0.682 | 27.4846
NEMA | Wheelabrator Saugus_GEN1 | MSW | 53.7 | 0.492 | 26.4204
ME | Athens Energy_1 | WDS | 8.5 | 0.78 | 6.63
ME | Indeck Jonesboro Energy Center_GEN1 | WDS | 27.5 | 0.044 | 1.21
ME | Indeck West Enfield Energy Center_GEN1 | WDS | 27.5 | 0.121 | 3.3275
ME | MMWAC Resource Recovery Facility_ST1 | MSW | 5 | 0.356 | 1.78
ME | Penobscot Energy Recovery_GEN1 | MSW | 25.3 | 0.541 | 13.6873
ME | Pine Tree Landfill Gas to Energy_3201 | LFG | 1.1 | 0.246 | 0.2706
ME | Pine Tree Landfill Gas to Energy_3202 | LFG | 1.1 | 0.246 | 0.2706
ME | Pine Tree Landfill Gas to Energy_3203 | LFG | 1.1 | 0.246 | 0.2706
ME | ReEnergy Ashland_GEN1 | WDS | 39.6 | 0.796 | 31.5216
ME | ReEnergy Fort Fairfield_GEN1 | WDS | 37.5 | 0.54 | 20.25
ME | ReEnergy Livermore Falls_GEN1 | WDS | 39.6 | 0.644 | 25.5024
ME | ReEnergy Stratton LLC_UNI1 | WDS | 45.7 | 0.62 | 28.334
ME | Regional Waste Systems_TG1 | MSW | 13.3 | 0.722 | 9.6026
ME | S D Warren Westbrook_GEN9 | WDS | 47.5 | 0.158 | 7.505
ME | S D Warren Westbrook_GN10 | WDS | 15 | 0.143 | 2.145
ME | Waste Management Crossroads LFGTE_GEN1 | LFG | 1.6 | 0.803 | 1.2848
ME | Waste Management Crossroads LFGTE_GEN2 | LFG | 1.6 | 0.803 | 1.2848
NH | Bridgewater Power LP_GEN1 | WDS | 20 | 0.445 | 8.9
NH | Burgess BioPower_ST01 | WDS | 75 | 0.76 | 57
NH | DG Whitefield LLC_GEN1 | WDS | 19.9 | 0.66 | 13.134
NH | Nashua Plant_UNT2 | LFG | 0.8 | 0.723 | 0.5784
NH | Nashua Plant_UNT3 | LFG | 1.6 | 0.723 | 1.1568
NH | Pinetree Power_GEN1 | WDS | 17.5 | 0.497 | 8.6975
NH | Pinetree Power Tamworth_GEN1 | WDS | 25 | 0.424 | 10.6
NH | Schiller_5 | WDS | 50 | 0.56 | 28
NH | Seabrook_1 | NUC | 1242 | 0.925 | 1148.85
NH | Springfield Power LLC_GEN1 | WDS | 20 | 0.765 | 15.3
NH | Turnkey Landfill Gas Recovery_GEN1 | LFG | 0.8 | 0.238 | 0.1904
NH | Turnkey Landfill Gas Recovery_GEN2 | LFG | 0.8 | 0.238 | 0.1904
NH | Turnkey Landfill Gas Recovery_GEN3 | LFG | 0.8 | 0.238 | 0.1904
NH | Turnkey Landfill Gas Recovery_GEN4 | LFG | 0.8 | 0.238 | 0.1904
NH | Turnkey Landfill Gas Recovery_GEN5 | LFG | 3 | 0.412 | 1.236
NH | Turnkey Landfill Gas Recovery_GEN6 | LFG | 3 | 0.412 | 1.236
NH | UNH 7.9 MW Plant_1 | LFG | 7.9 | 0.809 | 6.3911
NH | Wheelabrator Concord Facility_GEN1 | MSW | 14 | 0.793 | 11.102
RI | Johnston LFG Turbine Plant_GENS1 | LFG | 10.5 | 0.645 | 6.7725
RI | Johnston LFG Turbine Plant_GENT1 | LFG | 6.3 | 0.704 | 4.4352
RI | Johnston LFG Turbine Plant_GENT2 | LFG | 6.3 | 0.674 | 4.2462
RI | Johnston LFG Turbine Plant_GENT3 | LFG | 6.3 | 0.699 | 4.4037
RI | Johnston LFG Turbine Plant_GENT4 | LFG | 6.3 | 0.671 | 4.2273
VT | J C McNeil_1 | WDS | 59.5 | 0.471 | 28.0245
VT | Middlebury College_2 | WDS | 0.6 | 0.531 | 0.3186
VT | Middlebury College_3 | WDS | 0.8 | 0.093 | 0.0744
VT | Moretown_GEN 2 | LFG | 1.6 | 0.86 | 1.376
VT | Ryegate Power Station_GEN1 | WDS | 21.5 | 0.886 | 19.049

## Generators (renewables)
State | Name | Type | Net_Capacity | Capacity_Factor | Product
ME | Bingham Wind_1 | WND | 186 | 0.306 | 56.916
ME | Oakfield Wind Project_1 | WND | 148 | 0.272 | 40.256
NH | Granite Reliable Power_1 | WND | 99 | 0.247 | 24.453
CT | Shepaug_1 | WAT | 37.2 | 0.576 | 21.4272
VT | Kingdom Community Wind_KCW | WND | 65 | 0.282 | 18.33
ME | Rollins Wind Project_1 | WND | 60 | 0.288 | 17.28
ME | Passadumkeag Windpark LLC_Q357 | WND | 39.9 | 0.426 | 16.9974
ME | Kibby Wind Facility_1 | WND | 66 | 0.251 | 16.566
ME | Kibby Wind Facility_2 | WND | 66 | 0.251 | 16.566
ME | Mars Hill Wind Farm Project_1 | WND | 42 | 0.383 | 16.086
ME | Hancock Wind Plant_HANC1 | WND | 51 | 0.315 | 16.065
ME | Record Hill Wind_RHW | WND | 50.6 | 0.27 | 13.662
ME | Wyman Hydro_WY1 | WAT | 24 | 0.56 | 13.44
ME | Wyman Hydro_WY2 | WAT | 24 | 0.56 | 13.44
ME | Wyman Hydro_WY3 | WAT | 24 | 0.56 | 13.44
RI | Block Island Wind Farm_BIWF | WND | 30 | 0.447 | 13.41
ME | Stetson Wind I_1 | WND | 57 | 0.233 | 13.281
NH | Smith (NH)_1 | WAT | 15 | 0.875 | 13.125
ME | Bull Hill Wind Project_1 | WND | 34.5 | 0.356 | 12.282
NH | Groton Wind LLC_1 | WND | 48 | 0.25 | 12
NH | Comerford_GEN2 | WAT | 48.6 | 0.24 | 11.664
NH | Comerford_GEN3 | WAT | 48.6 | 0.24 | 11.664
NH | Comerford_GEN4 | WAT | 48.6 | 0.24 | 11.664
VT | Deerfield Wind LLC_WT1 | WND | 30 | 0.339 | 10.17
WCMA | Hadley Falls_1 | WAT | 17.6 | 0.552 | 9.7152
VT | Sheffield Wind_1 | WND | 40 | 0.242 | 9.68
VT | Bellows Falls_GEN1 | WAT | 13.6 | 0.689 | 9.3704
VT | Bellows Falls_GEN2 | WAT | 13.6 | 0.689 | 9.3704
VT | Bellows Falls_GEN3 | WAT | 13.6 | 0.689 | 9.3704
WCMA | New England Wind LLC_1 | WND | 28.5 | 0.31 | 8.835
WCMA | Hadley Falls_2 | WAT | 15.8 | 0.552 | 8.7216
ME | Harris Hydro_HA2 | WAT | 30 | 0.284 | 8.52
ME | Harris Hydro_HA3 | WAT | 30 | 0.284 | 8.52
ME | Saddleback Ridge Wind Farm_SRW2 | WND | 25.7 | 0.317 | 8.1469
ME | Charles E Monty_M-1 | WAT | 14.2 | 0.56 | 7.952
ME | Charles E Monty_M2 | WAT | 14.2 | 0.56 | 7.952
VT | Wilder_GEN1 | WAT | 16.2 | 0.48 | 7.776
VT | Wilder_GEN2 | WAT | 16.2 | 0.48 | 7.776
NH | S C Moore_GEN1 | WAT | 47.7 | 0.159 | 7.5843
NH | S C Moore_GEN2 | WAT | 47.7 | 0.159 | 7.5843
NH | S C Moore_GEN3 | WAT | 47.7 | 0.159 | 7.5843
NH | S C Moore_GEN4 | WAT | 47.7 | 0.159 | 7.5843
WCMA | Deerfield 5_GEN1 | WAT | 17.5 | 0.415 | 7.2625
ME | Great Lakes Hydro America - ME_MCH3 | WAT | 13.2 | 0.541 | 7.1412
NH | Lempster Wind LLC_1 | WND | 24 | 0.293 | 7.032
ME | Spruce Mountain WInd_1 | WND | 20 | 0.337 | 6.74
ME | Great Lakes Hydro America - ME_MCH1 | WAT | 12.2 | 0.541 | 6.6002
ME | Great Lakes Hydro America - ME_MCH2 | WAT | 12.2 | 0.541 | 6.6002
ME | Canton Mountain Wind_1 | WND | 22.8 | 0.288 | 6.5664
WCMA | Cabot_1 | WAT | 10.3 | 0.615 | 6.3345
WCMA | Cabot_2 | WAT | 10.3 | 0.615 | 6.3345
WCMA | Cabot_3 | WAT | 10.3 | 0.615 | 6.3345
WCMA | Cabot_4 | WAT | 10.3 | 0.615 | 6.3345
WCMA | Cabot_5 | WAT | 10.3 | 0.615 | 6.3345
WCMA | Cabot_6 | WAT | 10.3 | 0.615 | 6.3345
ME | Skelton_1 | WAT | 8.4 | 0.747 | 6.2748
ME | Skelton_2 | WAT | 8.4 | 0.747 | 6.2748
ME | Brunswick Hydro_B1 | WAT | 12.6 | 0.494 | 6.2244
ME | Stetson Wind II_1 | WND | 25.5 | 0.238 | 6.069
ME | Rumford Falls Hydro Facility_GEN3 | WAT | 8.8 | 0.675 | 5.94
ME | Rumford Falls Hydro Facility_GEN1 | WAT | 8.1 | 0.675 | 5.4675
ME | Rumford Falls Hydro Facility_GEN2 | WAT | 8.1 | 0.675 | 5.4675
ME | Gulf Island_GI1 | WAT | 6.4 | 0.841 | 5.3824
ME | Gulf Island_GI2 | WAT | 6.4 | 0.841 | 5.3824
ME | Gulf Island_GI3 | WAT | 6.4 | 0.841 | 5.3824
NH | Comerford_GEN1 | WAT | 22 | 0.24 | 5.28
ME | Rumford Falls Hydro Facility_GEN5 | WAT | 7.6 | 0.675 | 5.13
ME | Rumford Falls Hydro Facility_GEN6 | WAT | 7.6 | 0.675 | 5.13
ME | Williams Hydro_WI1 | WAT | 7 | 0.72 | 5.04
ME | Worumbo Hydro Station_GEN1 | WAT | 9.7 | 0.508 | 4.9276
ME | Worumbo Hydro Station_GEN2 | WAT | 9.7 | 0.508 | 4.9276
VT | Harriman_GEN1 | WAT | 11.2 | 0.438 | 4.9056
VT | Harriman_GEN2 | WAT | 11.2 | 0.438 | 4.9056
VT | Harriman_GEN3 | WAT | 11.2 | 0.438 | 4.9056
ME | Hydro Kennebec Project_GEN1 | WAT | 7.7 | 0.616 | 4.7432
ME | Hydro Kennebec Project_GEN2 | WAT | 7.7 | 0.616 | 4.7432
ME | West Enfield Hydro_GEN1 | WAT | 6.5 | 0.728 | 4.732
ME | West Enfield Hydro_GEN2 | WAT | 6.5 | 0.728 | 4.732
NH | Amoskeag_1 | WAT | 6 | 0.742 | 4.452
ME | Pejepscot Hydroelectric Project_GEN1 | WAT | 12.3 | 0.357 | 4.3911
ME | Williams Hydro_WI2 | WAT | 6 | 0.72 | 4.32
ME | Harris Hydro_HA1 | WAT | 15 | 0.284 | 4.26
NEMA | Lawrence Hydroelectric Associates_GEN1 | WAT | 7.4 | 0.569 | 4.2106
NEMA | Lawrence Hydroelectric Associates_GEN2 | WAT | 7.4 | 0.569 | 4.2106
CT | Stevenson_4 | WAT | 8 | 0.517 | 4.136
WCMA | Sherman_GEN1 | WAT | 7.2 | 0.559 | 4.0248
ME | Aziscohos Hydroelectric Project_GEN1 | WAT | 6.7 | 0.592 | 3.9664
WCMA | Berkshire Wind Power Project_BWP | WND | 15 | 0.261 | 3.915
CT | Stevenson_1 | WAT | 7.5 | 0.517 | 3.8775
CT | Stevenson_2 | WAT | 7.5 | 0.517 | 3.8775
CT | Stevenson_3 | WAT | 7.5 | 0.517 | 3.8775
WCMA | Fife Brook_GEN1 | WAT | 11.2 | 0.346 | 3.8752
NEMA | Boott Hydropower_GEN3 | WAT | 7.9 | 0.474 | 3.7446
NH | Amoskeag_2 | WAT | 5 | 0.742 | 3.71
NH | Amoskeag_3 | WAT | 5 | 0.742 | 3.71
NEMA | Boott Hydropower_GEN1 | WAT | 7.5 | 0.474 | 3.555
NEMA | Boott Hydropower_GEN2 | WAT | 7.5 | 0.474 | 3.555
ME | Hiram_2 | WAT | 8.1 | 0.435 | 3.5235
ME | Pisgah Mountain Wind_PISGA | WND | 9.1 | 0.383 | 3.4853
CT | Fusion Solar Center LLC_PV | SUN | 20 | 0.161 | 3.22
VT | Georgia Mountain Community Wind Farm_GMCW | WND | 10 | 0.302 | 3.02
NH | Dodge Falls Associates_1UNI | WAT | 5 | 0.6 | 3
ME | Great Lakes Hydro America - ME_MIH2 | WAT | 5.5 | 0.541 | 2.9755
ME | Great Lakes Hydro America - ME_MIH3 | WAT | 5.5 | 0.541 | 2.9755
VT | Sheldon Springs Hydroelectric_SG-1 | WAT | 10.2 | 0.289 | 2.9478
VT | Sheldon Springs Hydroelectric_SG-2 | WAT | 10.2 | 0.289 | 2.9478
ME | Otis Hydro_GEN1 | WAT | 5.1 | 0.573 | 2.9223
ME | Otis Hydro_GEN2 | WAT | 5.1 | 0.573 | 2.9223
ME | Great Lakes Hydro America - ME_MIH8 | WAT | 5.4 | 0.541 | 2.9214
ME | Great Lakes Hydro America - ME_MIHI | WAT | 5.4 | 0.541 | 2.9214
NH | Jericho Power_WT 1 | WND | 14.3 | 0.204 | 2.9172
ME | Rumford Falls Hydro Facility_GEN4 | WAT | 4.3 | 0.675 | 2.9025
VT | Peterson_1 | WAT | 6.3 | 0.456 | 2.8728
ME | Great Lakes Hydro America - ME_DOH5 | WAT | 5.3 | 0.541 | 2.8673
ME | Great Lakes Hydro America - ME_MIH4 | WAT | 5.1 | 0.541 | 2.7591
ME | Great Lakes Hydro America - ME_MIH5 | WAT | 5.1 | 0.541 | 2.7591
ME | Great Lakes Hydro America - ME_MIH6 | WAT | 5.1 | 0.541 | 2.7591
ME | Saddleback Ridge Wind Farm_SRW1 | WND | 8.5 | 0.317 | 2.6945
VT | Searsburg_GEN1 | WAT | 4 | 0.662 | 2.648
CT | Woods Hill Solar_PV1 | SUN | 20 | 0.13 | 2.6
ME | Great Lakes Hydro America - ME_WEH1 | WAT | 4.8 | 0.541 | 2.5968
ME | Great Lakes Hydro America - ME_WEH2 | WAT | 4.8 | 0.541 | 2.5968
ME | Great Lakes Hydro America - ME_WEH3 | WAT | 4.8 | 0.541 | 2.5968
ME | Great Lakes Hydro America - ME_WEH4 | WAT | 4.8 | 0.541 | 2.5968
VT | Vernon Dam_6A | WAT | 5 | 0.516 | 2.58
VT | Vernon Dam_7A | WAT | 5 | 0.516 | 2.58
WCMA | SJA Solar LLC-Solterra Monastery CSG_SJAPV | SUN | 20.1 | 0.125 | 2.5125
ME | Weston Hydro_WE1 | WAT | 3 | 0.812 | 2.436
ME | Weston Hydro_WE2 | WAT | 3 | 0.812 | 2.436
ME | Weston Hydro_WE3 | WAT | 3 | 0.812 | 2.436
ME | Weston Hydro_WE4 | WAT | 3 | 0.812 | 2.436
NH | Eastman Falls_2 | WAT | 4.6 | 0.521 | 2.3966
VT | Vernon Dam_5 | WAT | 4.5 | 0.516 | 2.322
VT | Vernon Dam_8 | WAT | 4.5 | 0.516 | 2.322
ME | Cataract Hydro_1 | WAT | 6.6 | 0.344 | 2.2704
ME | Great Lakes Hydro America - ME_DOH6 | WAT | 4.1 | 0.541 | 2.2181
ME | Great Lakes Hydro America - ME_DOH7 | WAT | 4.1 | 0.541 | 2.2181
CT | Rainbow (CT)_1 | WAT | 4 | 0.554 | 2.216
CT | Rainbow (CT)_2 | WAT | 4 | 0.554 | 2.216
VT | Vernon Dam_10 | WAT | 4.2 | 0.516 | 2.1672
VT | Vernon Dam_9 | WAT | 4.2 | 0.516 | 2.1672
ME | Great Lakes Hydro America - ME_MIH7 | WAT | 4 | 0.541 | 2.164
NH | Penacook Upper Falls Hydro_1 | WAT | 3.4 | 0.616 | 2.0944
SEMA | NRG DG Crystal Spring CSG_SPRIN | SUN | 4.2 | 0.494 | 2.0748
SEMA | Future Generation Wind_FGMA | WND | 8 | 0.259 | 2.072
NH | Penacook Lower Falls_1 | WAT | 4.6 | 0.444 | 2.0424
NH | Pontook Hydro Facility_GEN1 | WAT | 3.5 | 0.571 | 1.9985
NH | Pontook Hydro Facility_GEN2 | WAT | 3.5 | 0.571 | 1.9985
NH | Pontook Hydro Facility_GEN3 | WAT | 3.5 | 0.571 | 1.9985
VT | Highgate Falls_4 | WAT | 5.8 | 0.342 | 1.9836
WCMA | Hadley Falls_3 | WAT | 3.5 | 0.552 | 1.932
VT | Milton_1 | WAT | 3.7 | 0.519 | 1.9203
VT | Milton_2 | WAT | 3.7 | 0.519 | 1.9203
WCMA | Riverside Holyoke_8 | WAT | 4 | 0.471 | 1.884
WCMA | Barrett PV_MSBW2 | SUN | 11.9 | 0.158 | 1.8802
ME | Brassua Hydroelectric Project_1 | WAT | 3.6 | 0.518 | 1.8648
NH | Berlin Gorham_RS3 | WAT | 4.1 | 0.448 | 1.8368
NH | Ayers Island_1 | WAT | 2.8 | 0.654 | 1.8312
NH | Ayers Island_2 | WAT | 2.8 | 0.654 | 1.8312
NH | Ayers Island_3 | WAT | 2.8 | 0.654 | 1.8312
VT | Huntington Falls_GEN3 | WAT | 4.1 | 0.435 | 1.7835
VT | Clark Falls_1 | WAT | 3 | 0.583 | 1.749
ME | Great Lakes Hydro America - ME_NOH1 | WAT | 3.2 | 0.541 | 1.7312
ME | Great Lakes Hydro America - ME_NOH2 | WAT | 3.2 | 0.541 | 1.7312
ME | Great Lakes Hydro America - ME_NOH3 | WAT | 3.2 | 0.541 | 1.7312
ME | Brunswick Hydro_B2 | WAT | 3.5 | 0.494 | 1.729
ME | Brunswick Hydro_B3 | WAT | 3.5 | 0.494 | 1.729
NH | Rolfe Canal Hydro_1 | WAT | 4.3 | 0.401 | 1.7243
CT | Falls Village_1 | WAT | 3 | 0.574 | 1.722
CT | Falls Village_2 | WAT | 3 | 0.574 | 1.722
CT | Falls Village_3 | WAT | 3 | 0.574 | 1.722
CT | Derby Hydro_GEN1 | WAT | 4 | 0.43 | 1.72
CT | Derby Hydro_GEN2 | WAT | 4 | 0.43 | 1.72
NH | Jackman_1 | WAT | 3.2 | 0.535 | 1.712
NH | Berlin Gorham_RS1 | WAT | 3.8 | 0.448 | 1.7024
ME | Domtar - Woodland Mill_HG3 | WAT | 3.3 | 0.508 | 1.6764
NH | Errol Hydroelectric Project_1 | WAT | 3 | 0.552 | 1.656
NEMA | NRG DG Haverhill CSG_HAVER | SUN | 4.2 | 0.387 | 1.6254
ME | Great Lakes Hydro America - ME_DOH8 | WAT | 3 | 0.541 | 1.623
ME | Anson Abenaki Hydros_AB1 | WAT | 3 | 0.524 | 1.572
ME | Anson Abenaki Hydros_AB3 | WAT | 3 | 0.524 | 1.572
ME | Anson Abenaki Hydros_AB4 | WAT | 3 | 0.524 | 1.572
ME | Anson Abenaki Hydros_AB6 | WAT | 3 | 0.524 | 1.572
VT | Wilder_GEN3 | WAT | 3.2 | 0.48 | 1.536
ME | Domtar - Woodland Mill_HG1 | WAT | 3 | 0.508 | 1.524
ME | Domtar - Woodland Mill_HG2 | WAT | 3 | 0.508 | 1.524
VT | Weybridge_1 | WAT | 3 | 0.499 | 1.497
VT | Proctor_5 | WAT | 2.9 | 0.516 | 1.4964
VT | Beldens_HC3 | WAT | 4.1 | 0.354 | 1.4514
ME | Benton Falls Associates_GEN1 | WAT | 3.5 | 0.406 | 1.421
ME | Anson Abenaki Hydros_AB2 | WAT | 2.7 | 0.524 | 1.4148
CT | Wind Colebrook South_WCS | WND | 5 | 0.281 | 1.405
VT | Searsburg Wind Turbine_1 | WND | 6 | 0.234 | 1.404
NH | Pembroke Hydro_1 | WAT | 2.7 | 0.516 | 1.3932
NH | Berlin Gorham_CAS3 | WAT | 3.1 | 0.448 | 1.3888
ME | Beaver Ridge Wind_BR1 | WND | 4.5 | 0.301 | 1.3545
WCMA | Deerfield 2_GEN1 | WAT | 1.6 | 0.846 | 1.3536
WCMA | Deerfield 2_GEN2 | WAT | 1.6 | 0.846 | 1.3536
WCMA | Deerfield 2_GEN3 | WAT | 1.6 | 0.846 | 1.3536
WCMA | Cobble Mountain_1 | WAT | 13 | 0.101 | 1.313
WCMA | Cobble Mountain_3 | WAT | 13 | 0.101 | 1.313
ME | Anson Abenaki Hydros_AB5 | WAT | 2.5 | 0.524 | 1.31
ME | Anson Abenaki Hydros_AB7 | WAT | 2.5 | 0.524 | 1.31
VT | Mcindoes_GEN1 | WAT | 2.6 | 0.502 | 1.3052
VT | Mcindoes_GEN2 | WAT | 2.6 | 0.502 | 1.3052
VT | Mcindoes_GEN3 | WAT | 2.6 | 0.502 | 1.3052
VT | Mcindoes_GEN4 | WAT | 2.6 | 0.502 | 1.3052
WCMA | Redbridge_RB3 | WAT | 1.8 | 0.723 | 1.3014
WCMA | Redbridge_RB4 | WAT | 1.8 | 0.723 | 1.3014
VT | Vernon Dam_4 | WAT | 2.5 | 0.516 | 1.29
WCMA | Putts Bridge_PB2 | WAT | 1.6 | 0.805 | 1.288
WCMA | Putts Bridge_PB3 | WAT | 1.6 | 0.805 | 1.288
ME | Shawmut_SH7 | WAT | 2.2 | 0.585 | 1.287
ME | Shawmut_SH8 | WAT | 2.2 | 0.585 | 1.287
VT | Gilman Mill_GEN1 | WAT | 2.2 | 0.582 | 1.2804
WCMA | Deerfield 3_GEN1 | WAT | 1.6 | 0.793 | 1.2688
WCMA | Deerfield 3_GEN2 | WAT | 1.6 | 0.793 | 1.2688
WCMA | Deerfield 3_GEN3 | WAT | 1.6 | 0.793 | 1.2688
VT | Fairfax Falls_2 | WAT | 2.1 | 0.601 | 1.2621
NH | Garvins Falls_1 | WAT | 3.4 | 0.368 | 1.2512
NH | Garvins Falls_2 | WAT | 3.4 | 0.368 | 1.2512
ME | Fox Island Wind LLC_1 | WND | 4.5 | 0.269 | 1.2105
NH | Clement Dam Hydro LLC_0049 | WAT | 2.4 | 0.502 | 1.2048
NH | Garvins Falls_4 | WAT | 3.2 | 0.368 | 1.1776
ME | West Buxton_WB6 | WAT | 4 | 0.289 | 1.156
VT | Gorge 18_1 | WAT | 3 | 0.373 | 1.119
VT | Bolton Falls_1 | WAT | 4.4 | 0.25 | 1.1
VT | Bolton Falls_2 | WAT | 4.4 | 0.25 | 1.1
ME | Deer Rips_DR6 | WAT | 1.8 | 0.609 | 1.0962
VT | Highgate Falls_3 | WAT | 3.2 | 0.342 | 1.0944
NH | Berlin Gorham_CAS1 | WAT | 2.4 | 0.448 | 1.0752
NH | Berlin Gorham_CAS2 | WAT | 2.4 | 0.448 | 1.0752
WCMA | Deerfield 4_GEN1 | WAT | 1.6 | 0.664 | 1.0624
WCMA | Deerfield 4_GEN2 | WAT | 1.6 | 0.664 | 1.0624
WCMA | Deerfield 4_GEN3 | WAT | 1.6 | 0.664 | 1.0624
ME | Lockwood Hydroelectric Facility_GEN7 | WAT | 2.4 | 0.438 | 1.0512
CT | Somers Solar Center, LLC_1 | SUN | 5 | 0.209 | 1.045
ME | Hiram_1 | WAT | 2.4 | 0.435 | 1.044
VT | Vernon Dam_1 | WAT | 2 | 0.516 | 1.032
VT | Vernon Dam_2 | WAT | 2 | 0.516 | 1.032
VT | Vernon Dam_3 | WAT | 2 | 0.516 | 1.032
ME | Domtar - Woodland Mill_HG8 | WAT | 2 | 0.508 | 1.016
ME | Domtar - Woodland Mill_HG9 | WAT | 2 | 0.508 | 1.016
VT | Marshfield 6_1 | WAT | 5 | 0.203 | 1.015
VT | GMP Solar - Panton_GMPSP | SUN | 4.9 | 0.204 | 0.9996
WCMA | Oakdale Power Station_OAKD | WAT | 3.5 | 0.282 | 0.987
ME | Messalonskee 2 (Oakland)_1 | WAT | 2.8 | 0.352 | 0.9856
ME | Great Lakes Hydro America - ME_DOH4 | WAT | 1.8 | 0.541 | 0.9738
CT | Goodwin Hydroelectric_G1 | WAT | 1.6 | 0.597 | 0.9552
CT | Goodwin Hydroelectric_G2 | WAT | 1.6 | 0.597 | 0.9552
NH | Gregg Falls_1 | WAT | 2.2 | 0.431 | 0.9482
VT | Chace Mill Winooski One_GEN1 | WAT | 2.5 | 0.379 | 0.9475
VT | Chace Mill Winooski One_GEN2 | WAT | 2.5 | 0.379 | 0.9475
VT | Chace Mill Winooski One_GEN3 | WAT | 2.5 | 0.379 | 0.9475
SEMA | Dartmouth_PV1 | SUN | 6.3 | 0.15 | 0.945
ME | Anson Abenaki Hydros_AN1 | WAT | 1.8 | 0.524 | 0.9432
ME | Anson Abenaki Hydros_AN2 | WAT | 1.8 | 0.524 | 0.9432
ME | Anson Abenaki Hydros_AN3 | WAT | 1.8 | 0.524 | 0.9432
ME | Anson Abenaki Hydros_AN4 | WAT | 1.8 | 0.524 | 0.9432
ME | Anson Abenaki Hydros_AN5 | WAT | 1.8 | 0.524 | 0.9432
CT | Scotland Dam_1 | WAT | 2 | 0.469 | 0.938
NH | Eastman Falls_1 | WAT | 1.8 | 0.521 | 0.9378
WCMA | Worcester Landfill_WL | SUN | 6.5 | 0.143 | 0.9295
NH | Mine Falls Generating Station_GEN1 | WAT | 1.5 | 0.61 | 0.915
NH | Mine Falls Generating Station_GEN2 | WAT | 1.5 | 0.61 | 0.915
CT | Bulls Bridge_1 | WAT | 1.2 | 0.762 | 0.9144
CT | Bulls Bridge_2 | WAT | 1.2 | 0.762 | 0.9144
CT | Bulls Bridge_3 | WAT | 1.2 | 0.762 | 0.9144
CT | Bulls Bridge_4 | WAT | 1.2 | 0.762 | 0.9144
CT | Bulls Bridge_5 | WAT | 1.2 | 0.762 | 0.9144
CT | Bulls Bridge_6 | WAT | 1.2 | 0.762 | 0.9144
ME | Orono B_ORB-1 | WAT | 1.3 | 0.701 | 0.9113
ME | Orono B_ORB-2 | WAT | 1.3 | 0.701 | 0.9113
ME | Orono B_ORB-3 | WAT | 1.3 | 0.701 | 0.9113
NH | Garvins Falls_3 | WAT | 2.4 | 0.368 | 0.8832
ME | Great Lakes Hydro America - ME_EMH1 | WAT | 1.6 | 0.541 | 0.8656
ME | Great Lakes Hydro America - ME_EMH2 | WAT | 1.6 | 0.541 | 0.8656
ME | Great Lakes Hydro America - ME_EMH3 | WAT | 1.6 | 0.541 | 0.8656
ME | Great Lakes Hydro America - ME_EMH4 | WAT | 1.6 | 0.541 | 0.8656
ME | Great Lakes Hydro America - ME_EMH5 | WAT | 1.6 | 0.541 | 0.8656
ME | Great Lakes Hydro America - ME_EMH6 | WAT | 1.6 | 0.541 | 0.8656
SEMA | Fisher Road Solar_SYFRS | SUN | 4.6 | 0.188 | 0.8648
ME | Milford Hydro Station_MF03 | WAT | 1.6 | 0.534 | 0.8544
ME | Milford Hydro Station_MF04 | WAT | 1.6 | 0.534 | 0.8544
ME | Milford Hydro Station_MF05 | WAT | 1.6 | 0.534 | 0.8544
ME | Milford Hydro Station_MF06 | WAT | 1.6 | 0.534 | 0.8544
RI | NBC Field's Point Wind Farm_FPWTG | WND | 4.5 | 0.188 | 0.846
NEMA | Hunt Road Solar_PV1 | SUN | 4.5 | 0.187 | 0.8415
VT | Fairfax Falls_1 | WAT | 1.4 | 0.601 | 0.8414
WCMA | NRG DG Webster LLC CSG_WEBST | SUN | 1.3 | 0.645 | 0.8385
VT | GMP Solar - Hartford_GMPSH | SUN | 5 | 0.167 | 0.835
SEMA | Solten Plainville 6000, LLC_PLAIN | SUN | 4.9 | 0.17 | 0.833
ME | Ellsworth Hydro Station_EL01 | WAT | 2.5 | 0.333 | 0.8325
WCMA | Golden Hills Solar_02196 | SUN | 4.7 | 0.176 | 0.8272
VT | Proctor_1 | WAT | 1.6 | 0.516 | 0.8256
SEMA | Syncarpha Palmer, LLC_SYNPA | SUN | 4.8 | 0.172 | 0.8256
SEMA | Lepomis PV Energy LLC_INV-1 | SUN | 4.5 | 0.182 | 0.819
SEMA | Freetown Solar_1 | SUN | 4.5 | 0.181 | 0.8145
ME | Domtar - Woodland Mill_HG7 | WAT | 1.6 | 0.508 | 0.8128
VT | Essex Junction 19_H1 | WAT | 1.8 | 0.45 | 0.81
VT | Essex Junction 19_H2 | WAT | 1.8 | 0.45 | 0.81
VT | Essex Junction 19_H3 | WAT | 1.8 | 0.45 | 0.81
VT | Essex Junction 19_H4 | WAT | 1.8 | 0.45 | 0.81
VT | Waterbury 22_1 | WAT | 5.5 | 0.147 | 0.8085
NH | Berlin Gorham_SHL3 | WAT | 1.8 | 0.448 | 0.8064
NH | Hooksett_1 | WAT | 1.6 | 0.504 | 0.8064
NEMA | Iron Horse Solar 4, LLC_PV1 | SUN | 4.5 | 0.178 | 0.801
ME | Ellsworth Hydro Station_EL04 | WAT | 2.4 | 0.333 | 0.7992
VT | Elizabeth Mines Solar 1_EMS1 | SUN | 5 | 0.159 | 0.795
VT | GMP Solar - Williamstown_GMPSN | SUN | 5 | 0.159 | 0.795
NEMA | Shaffer_SHF01 | SUN | 5 | 0.158 | 0.79
VT | GMP Solar - Williston_GMPSW | SUN | 4.7 | 0.168 | 0.7896
WCMA | Bolton PV_BLT | SUN | 4.9 | 0.159 | 0.7791
SEMA | New Bedford (MA) Plymouth_1 | SUN | 4.3 | 0.179 | 0.7697
NEMA | True North_TNE1 | SUN | 4.8 | 0.16 | 0.768
NEMA | Kearsarge Concord II_CII | SUN | 4.5 | 0.17 | 0.765
NEMA | Equity Industrial Turbines_WT1 | WND | 4 | 0.189 | 0.756
WCMA | Old Wardour Solar_5406 | SUN | 5.5 | 0.137 | 0.7535
NEMA | Vuelta Solar_5405 | SUN | 5.5 | 0.137 | 0.7535
WCMA | Upper Blackstone (MA) Treasure Valley_1 | SUN | 5 | 0.15 | 0.75
WCMA | Mass Midstate Solar 2_1 | SUN | 5 | 0.148 | 0.74
SEMA | Redbrook Community Solar 1_REDBR | SUN | 4 | 0.185 | 0.74
SEMA | Federal Road Solar 1, LLC CSG_FEDRD | SUN | 4.4 | 0.167 | 0.7348
VT | Newport_1 | WAT | 1.7 | 0.43 | 0.731
VT | Newport_2 | WAT | 1.7 | 0.43 | 0.731
WCMA | Boatlock_2 | WAT | 1.2 | 0.606 | 0.7272
WCMA | Boatlock_3 | WAT | 1.2 | 0.606 | 0.7272
WCMA | Leicester One MA Solar LLC_1 | SUN | 6 | 0.121 | 0.726
WCMA | Mass Midstate Solar 1_1 | SUN | 5 | 0.145 | 0.725
SEMA | Syncarpha Freetown_SYNFR | SUN | 3.9 | 0.185 | 0.7215
WCMA | Texon Hydroelectric Project_1 | WAT | 1.5 | 0.477 | 0.7155
ME | NRG Solar Mule, LLC_COLBY | SUN | 1.5 | 0.477 | 0.7155
WCMA | Chester Solar Farm_CHSTR | SUN | 4.8 | 0.149 | 0.7152
WCMA | Cobble Mountain_2 | WAT | 7 | 0.101 | 0.707
WCMA | Riverside Holyoke_7 | WAT | 1.5 | 0.471 | 0.7065
NEMA | Morin Solar 2013 LLC_MORIN | SUN | 4 | 0.176 | 0.704
ME | Great Lakes Hydro America - ME_DOH2 | WAT | 1.3 | 0.541 | 0.7033
ME | Great Lakes Hydro America - ME_DOH3 | WAT | 1.3 | 0.541 | 0.7033
SEMA | Fairhaven Wind_FHWTG | WND | 3 | 0.231 | 0.693
ME | Medway Hydro_MW01 | WAT | 0.8 | 0.857 | 0.6856
ME | Medway Hydro_MW02 | WAT | 0.8 | 0.857 | 0.6856
ME | Medway Hydro_MW03 | WAT | 0.8 | 0.857 | 0.6856
ME | Medway Hydro_MW04 | WAT | 0.8 | 0.857 | 0.6856
ME | Medway Hydro_MW05 | WAT | 0.8 | 0.857 | 0.6856
SEMA | Dennis Landfill_DEN1 | SUN | 5 | 0.136 | 0.68
SEMA | Plymouth Site 1_57449 | SUN | 5.6 | 0.121 | 0.6776
WCMA | Mass Midstate Solar 3_1 | SUN | 4 | 0.168 | 0.672
VT | East Barnet_1 | WAT | 2.2 | 0.304 | 0.6688
ME | Bonny Eagle_1 | WAT | 1.2 | 0.557 | 0.6684
ME | Bonny Eagle_2 | WAT | 1.2 | 0.557 | 0.6684
ME | Bonny Eagle_3 | WAT | 1.2 | 0.557 | 0.6684
ME | Bonny Eagle_4 | WAT | 1.2 | 0.557 | 0.6684
ME | Bonny Eagle_5 | WAT | 1.2 | 0.557 | 0.6684
ME | Bonny Eagle_6 | WAT | 1.2 | 0.557 | 0.6684
WCMA | Palmer Landfill_SYNPL | SUN | 4 | 0.167 | 0.668
ME | Ellsworth Hydro Station_EL02 | WAT | 2 | 0.333 | 0.666
ME | Ellsworth Hydro Station_EL03 | WAT | 2 | 0.333 | 0.666
WCMA | EDF Lancaster_INV-1 | SUN | 4.5 | 0.148 | 0.666
SEMA | Brook Street Solar 1 CSG_BROOK | SUN | 5 | 0.133 | 0.665
WCMA | Mt. Tom Solar Project_PV1 | SUN | 4.5 | 0.147 | 0.6615
VT | Silver Lake (VT)_1 | WAT | 2.2 | 0.299 | 0.6578
ME | IOS - MEW Phase 1_MEW1 | SUN | 4.1 | 0.16 | 0.656
WCMA | UMASS_UMASS | SUN | 4 | 0.163 | 0.652
WCMA | West Brookfield Solar - Gilbertsville Rd CSG_WB | SUN | 4 | 0.16 | 0.64
SEMA | Randolph_RAND | SUN | 3.8 | 0.168 | 0.6384
SEMA | Kearsarge Southwick LLC_SOU | SUN | 3.3 | 0.193 | 0.6369
SEMA | Franklin 2_KRS05 | SUN | 4 | 0.159 | 0.636
SEMA | Town of Foxborough - Landfill (SREC II) CSG_FOXLA | SUN | 1.2 | 0.523 | 0.6276
SEMA | Bird Machine Solar Farm_BRDMA | SUN | 3.5 | 0.178 | 0.623
SEMA | Acushnet AD Makepeace_1 | SUN | 4.7 | 0.132 | 0.6204
SEMA | Harwich Landfill_HAR1 | SUN | 4 | 0.153 | 0.612
CT | Tunnel_1 | WAT | 1 | 0.61 | 0.61
CT | Tunnel_2 | WAT | 1 | 0.61 | 0.61
ME | Domtar - Woodland Mill_HG10 | WAT | 1.2 | 0.508 | 0.6096
ME | Deer Rips_DR7 | WAT | 1 | 0.609 | 0.609
SEMA | Onyx - Brockton Thatcher Landfill Solar CSG_10238 | SUN | 3.7 | 0.164 | 0.6068
WCMA | Berkshire Wind Power Project_HN-8 | WND | 2.3 | 0.261 | 0.6003
WCMA | Berkshire Wind Power Project_HN-9 | WND | 2.3 | 0.261 | 0.6003
NEMA | Westford Solar Park_1 | SUN | 4 | 0.147 | 0.588
ME | North Gorham_1 | WAT | 1.1 | 0.534 | 0.5874
ME | North Gorham_2 | WAT | 1.1 | 0.534 | 0.5874
VT | Gilman Mill_GEN2 | WAT | 1 | 0.582 | 0.582
NEMA | Green Meadows_1 | SUN | 3.5 | 0.166 | 0.581
WCMA | Turners Falls_1 | WAT | 1.4 | 0.414 | 0.5796
SEMA | Quittacas Pond Solar_QPMA | SUN | 3.5 | 0.163 | 0.5705
CT | Quinebaug Lower Project_UI | WAT | 1.3 | 0.433 | 0.5629
NEMA | Hull Wind II_HW2 | WND | 1.8 | 0.312 | 0.5616
ME | Messalonskee 3_1 | WAT | 1.6 | 0.351 | 0.5616
WCMA | 205 Sturbridge A_STURA | SUN | 3 | 0.187 | 0.561
NH | Gregg Falls_2 | WAT | 1.3 | 0.431 | 0.5603
WCMA | Hampden_1 | SUN | 3.2 | 0.174 | 0.5568
WCMA | Belchertown Renewables Community Solar_02675 | SUN | 4 | 0.139 | 0.556
SEMA | Falmouth Landfill Solar_FAL1 | SUN | 3 | 0.185 | 0.555
ME | Deer Rips_DR3 | WAT | 0.9 | 0.609 | 0.5481
VT | Middlesex 2_1 | WAT | 1.6 | 0.341 | 0.5456
VT | Middlesex 2_2 | WAT | 1.6 | 0.341 | 0.5456
SEMA | Kearsarge Bellingham PV_BELL | SUN | 2.9 | 0.188 | 0.5452
NH | Stevens Mills Dam_3G | WAT | 1.7 | 0.319 | 0.5423
SEMA | Barnstable Landfill_HAR1 | SUN | 4 | 0.135 | 0.54
WCMA | Deerfield CSG Solar_PV1 | SUN | 6 | 0.09 | 0.54
WCMA | Templeton_TEMPL | SUN | 3 | 0.18 | 0.54
WCMA | Turners Falls_3 | WAT | 1.3 | 0.414 | 0.5382
WCMA | Turners Falls_5 | WAT | 1.3 | 0.414 | 0.5382
WCMA | Turners Falls_7 | WAT | 1.3 | 0.414 | 0.5382
NH | Berlin Gorham_GOR1 | WAT | 1.2 | 0.448 | 0.5376
NH | Berlin Gorham_GOR2 | WAT | 1.2 | 0.448 | 0.5376
NH | Berlin Gorham_GOR3 | WAT | 1.2 | 0.448 | 0.5376
NH | Berlin Gorham_GOR4 | WAT | 1.2 | 0.448 | 0.5376
SEMA | Marshfield PV_SO032 | SUN | 3 | 0.179 | 0.537
SEMA | Berkley East Solar LLC_1 | SUN | 3 | 0.178 | 0.534
ME | Messalonskee 5_1 | WAT | 1.8 | 0.296 | 0.5328
ME | International Paper Livermore Hydro_GEN4 | WAT | 1.2 | 0.442 | 0.5304
SEMA | NRG DG Dighton LLC CSG_DIGHT | SUN | 3.1 | 0.171 | 0.5301
RI | WED Portsmouth One, LLC_PORT1 | WND | 1.5 | 0.352 | 0.528
ME | Shawmut_SH6 | WAT | 0.9 | 0.585 | 0.5265
RI | CED Foster_FORI | SUN | 2 | 0.263 | 0.526
WCMA | CED Chicopee Solar_CSMA | SUN | 3 | 0.175 | 0.525
NEMA | BWC Wading River One, Two, Three CSG_62381 | SUN | 3 | 0.174 | 0.522
WCMA | Cottage Street Solar Facility_PV-3 | SUN | 3.2 | 0.163 | 0.5216
VT | Sheldon Springs Hydroelectric_IG-1 | WAT | 1.8 | 0.289 | 0.5202
VT | Sheldon Springs Hydroelectric_IG-2 | WAT | 1.8 | 0.289 | 0.5202
WCMA | Chicopee Solar_0036 | SUN | 3 | 0.173 | 0.519
WCMA | Riverside Holyoke_6 | WAT | 1.1 | 0.471 | 0.5181
RI | Forbes Street Solar_FSS1 | SUN | 3 | 0.172 | 0.516
WCMA | Monson Solar_2 | SUN | 3 | 0.17 | 0.51
NEMA | Devens_MA2 | SUN | 3 | 0.168 | 0.504
ME | Pumpkin Hill_GEN1 | WAT | 1 | 0.502 | 0.502
CT | CMEEC - Norwich Stott St Solar_PV1 | SUN | 3.5 | 0.143 | 0.5005
ME | International Paper Riley Hydro_GEN1 | WAT | 1.1 | 0.454 | 0.4994
ME | International Paper Riley Hydro_GEN2 | WAT | 1.1 | 0.454 | 0.4994
ME | International Paper Riley Hydro_GEN3 | WAT | 1.1 | 0.454 | 0.4994
ME | International Paper Riley Hydro_GEN4 | WAT | 1.1 | 0.454 | 0.4994
ME | International Paper Riley Hydro_GEN5 | WAT | 1.1 | 0.454 | 0.4994
ME | International Paper Riley Hydro_GEN6 | WAT | 1.1 | 0.454 | 0.4994
SEMA | Braley Road 2_PV1 | SUN | 2.6 | 0.192 | 0.4992
NEMA | Groveland Solar_GSMA | SUN | 3.2 | 0.154 | 0.4928
WCMA | Millbury Solar_1 | SUN | 3 | 0.164 | 0.492
ME | Upper Barker_GEN1 | WAT | 1 | 0.491 | 0.491
SEMA | Notus Wind 1_1 | WND | 1.7 | 0.287 | 0.4879
ME | Deer Rips_DR4 | WAT | 0.8 | 0.609 | 0.4872
ME | Deer Rips_DR5 | WAT | 0.8 | 0.609 | 0.4872
ME | International Paper Livermore Hydro_GEN1 | WAT | 1.1 | 0.442 | 0.4862
ME | International Paper Livermore Hydro_GEN2 | WAT | 1.1 | 0.442 | 0.4862
ME | International Paper Livermore Hydro_GEN3 | WAT | 1.1 | 0.442 | 0.4862
ME | International Paper Livermore Hydro_GEN5 | WAT | 1.1 | 0.442 | 0.4862
WCMA | East Acres Solar NG, LLC_EA | SUN | 5.8 | 0.083 | 0.4814
WCMA | Grafton PV_MSBW1 | SUN | 2.7 | 0.178 | 0.4806
WCMA | North Brookfield_PV1 | SUN | 3 | 0.159 | 0.477
NEMA | Tyngsborough Solar_PV1 | SUN | 2.6 | 0.183 | 0.4758
SEMA | Bellingham PV_SO032 | SUN | 3 | 0.158 | 0.474
CT | Antares-GRE 314 East Lyme LLC_GRE01 | SUN | 4 | 0.118 | 0.472
VT | Glen_1 | WAT | 1 | 0.472 | 0.472
VT | Glen_2 | WAT | 1 | 0.472 | 0.472
NEMA | Meadow Solar_PV1 | SUN | 3 | 0.157 | 0.471
WCMA | Hardwick-Athol & Eagle Hill_HAEH | SUN | 2.8 | 0.168 | 0.4704
NEMA | Iron Horse Solar I CSG_DOW | SUN | 2.9 | 0.162 | 0.4698
WCMA | Peterson Road Solar_02076 | SUN | 2.5 | 0.187 | 0.4675
VT | Gilman Mill_GEN3 | WAT | 0.8 | 0.582 | 0.4656
VT | Gilman Mill_GEN4 | WAT | 0.8 | 0.582 | 0.4656
NH | Gorham_3 | WAT | 0.7 | 0.66 | 0.462
NH | Gorham_4 | WAT | 0.7 | 0.66 | 0.462
NEMA | Southern Sky Renew Energy Berkley LLC_BRKLY | SUN | 3 | 0.153 | 0.459
SEMA | Cape Cod Air Force Station - 6 SWS_GE-3 | WND | 1.7 | 0.268 | 0.4556
SEMA | Cape Cod Air Force Station - 6 SWS_GE-4 | WND | 1.7 | 0.268 | 0.4556
NEMA | Ipswich Wind Turbine_1 | WND | 1.6 | 0.284 | 0.4544
WCMA | Indian Orchard_IO4 | WAT | 2.2 | 0.206 | 0.4532
SEMA | Franklin 1_KRS04 | SUN | 3 | 0.151 | 0.453
NEMA | Town of Needham VNEM CSG_PV1 | SUN | 3 | 0.151 | 0.453
WCMA | Shrewsbury Solar_SSMA | SUN | 2.5 | 0.18 | 0.45
SEMA | Acushnet- High Hill_57449 | SUN | 3.2 | 0.14 | 0.448
WCMA | Oxford_OXFRD | SUN | 2.8 | 0.16 | 0.448
NEMA | Princeton Wind Farm_2 | WND | 3 | 0.149 | 0.447
SEMA | 651 Chase Solar NG_PV1 | SUN | 2.5 | 0.178 | 0.445
ME | International Paper Livermore Hydro_GEN8 | WAT | 1 | 0.442 | 0.442
ME | International Paper Livermore Hydro_GEN9 | WAT | 1 | 0.442 | 0.442
ME | Stillwater B_SWB-1 | WAT | 0.8 | 0.549 | 0.4392
ME | Stillwater B_SWB-2 | WAT | 0.8 | 0.549 | 0.4392
ME | Stillwater B_SWB-3 | WAT | 0.8 | 0.549 | 0.4392
WCMA | Leominster (MA)-South Street-R&D_1 | SUN | 3.5 | 0.125 | 0.4375
WCMA | Holyoke Solar Cooperative at Mueller_PV1 | SUN | 2.7 | 0.16 | 0.432
WCMA | Adams Farm Solar_ADAMS | SUN | 3 | 0.144 | 0.432
ME | Gardiner_GEN1 | WAT | 1 | 0.425 | 0.425
VT | Canaan_1 | WAT | 1.1 | 0.386 | 0.4246
WCMA | Boatlock_1 | WAT | 0.7 | 0.606 | 0.4242
WCMA | Dept of Corrections NCCI Wind_WND-1 | WND | 1.7 | 0.248 | 0.4216
WCMA | Dept of Corrections NCCI Wind_WND-2 | WND | 1.7 | 0.248 | 0.4216
WCMA | Hunt Farm Solar_HUNTF | SUN | 3 | 0.14 | 0.42
RI | WED Kingstown Solar I - East Array_KTNWA | SUN | 3 | 0.14 | 0.42
VT | Pittsford_1 | WAT | 1.3 | 0.322 | 0.4186
VT | Pittsford_2 | WAT | 1.3 | 0.322 | 0.4186
NH | China Mill Hydro_GEN 1 | WAT | 1.7 | 0.246 | 0.4182
VT | Proctor_2 | WAT | 0.8 | 0.516 | 0.4128
VT | Proctor_3 | WAT | 0.8 | 0.516 | 0.4128
VT | Proctor_4 | WAT | 0.8 | 0.516 | 0.4128
ME | Shawmut_SH1 | WAT | 0.7 | 0.585 | 0.4095
ME | Shawmut_SH2 | WAT | 0.7 | 0.585 | 0.4095
ME | Shawmut_SH3 | WAT | 0.7 | 0.585 | 0.4095
ME | Shawmut_SH4 | WAT | 0.7 | 0.585 | 0.4095
ME | Shawmut_SH5 | WAT | 0.7 | 0.585 | 0.4095
SEMA | 433 Purchase Solar NG, LLC_5402 | SUN | 2.5 | 0.163 | 0.4075
ME | Domtar - Woodland Mill_HG4 | WAT | 0.8 | 0.508 | 0.4064
ME | Domtar - Woodland Mill_HG5 | WAT | 0.8 | 0.508 | 0.4064
ME | Domtar - Woodland Mill_HG6 | WAT | 0.8 | 0.508 | 0.4064
WCMA | AIS Solar Project_SO212 | SUN | 2.5 | 0.162 | 0.405
NH | Berlin Gorham_SH2 | WAT | 0.9 | 0.448 | 0.4032
NH | Berlin Gorham_SHL1 | WAT | 0.9 | 0.448 | 0.4032
NEMA | EBZ Solar_0031 | SUN | 2.5 | 0.161 | 0.4025
WCMA | Gardners Falls_GF5 | WAT | 1.3 | 0.309 | 0.4017
SEMA | Walpole Solar 2_WLPL1 | SUN | 2.4 | 0.167 | 0.4008
VT | Whitcomb Solar Farm_PS01 | SUN | 2.2 | 0.182 | 0.4004
VT | Vergennes 9_4 | WAT | 1 | 0.4 | 0.4
WCMA | Southbridge PV_SO022 | SUN | 3 | 0.133 | 0.399
ME | International Paper Livermore Hydro_GEN7 | WAT | 0.9 | 0.442 | 0.3978
ME | Harris Hydro_HA4 | WAT | 1.4 | 0.284 | 0.3976
WCMA | Hadley Solar NG, LLC_PV1 | SUN | 3 | 0.132 | 0.396
SEMA | Onyx - Pembroke Landfill Solar_10244 | SUN | 2.4 | 0.165 | 0.396
VT | Salisbury_1 | WAT | 1.3 | 0.303 | 0.3939
WCMA | Northampton Landfill Solar PV_62380 | SUN | 2.4 | 0.164 | 0.3936
SEMA | MA Military Reservation Wind Project_1 | WND | 1.5 | 0.262 | 0.393
SEMA | MA Military Reservation Wind Project_2 | WND | 1.5 | 0.262 | 0.393
SEMA | MA Military Reservation Wind Project_3 | WND | 1.5 | 0.262 | 0.393
NH | Somersworth Lower Great Dam_GEN1 | WAT | 1.3 | 0.302 | 0.3926
CT | Colebrook Hydroelectric_BK1 | WAT | 1.5 | 0.26 | 0.39
CT | Colebrook Hydroelectric_BK2 | WAT | 1.5 | 0.26 | 0.39
WCMA | Integrys MA Solar, LLC - Ashburnham Site_ASH-R | SUN | 2.6 | 0.15 | 0.39
NEMA | GELD Solar Farm_GELD | SUN | 2.3 | 0.169 | 0.3887
WCMA | Stafford St Solar 1 CSG_STAF1 | SUN | 2 | 0.194 | 0.388
CT | CMEEC - Bozrah_PV1 | SUN | 2.5 | 0.155 | 0.3875
NEMA | MDFA Devens-Saratoga_SO145 | SUN | 2.5 | 0.155 | 0.3875
WCMA | Syncarpha Still River, LLC CSG_SYNBO | SUN | 2 | 0.193 | 0.386
SEMA | East Bridgewater Solar_EBRID | SUN | 2.3 | 0.167 | 0.3841
VT | Claire Solar Farm_CSF1 | SUN | 2.2 | 0.174 | 0.3828
SEMA | Scituate PV_SCT | SUN | 2.5 | 0.153 | 0.3825
CT | Canis Major Solar Farm_S1980 | SUN | 2 | 0.191 | 0.382
WCMA | Depot Hill Solar CSG_PV1 | SUN | 2 | 0.191 | 0.382
WCMA | Riverside Holyoke_4 | WAT | 0.8 | 0.471 | 0.3768
SEMA | Padelford Solar_PSMA | SUN | 2.2 | 0.171 | 0.3762
VT | Highgate Falls_1 | WAT | 1.1 | 0.342 | 0.3762
VT | Limerick Road Solar Farm_8027 | SUN | 2.2 | 0.171 | 0.3762
WCMA | Brockelman_BROCK | SUN | 3 | 0.125 | 0.375
WCMA | Rising Paper_1 | SUN | 2.5 | 0.15 | 0.375
NEMA | Beverly_BVRLY | SUN | 2 | 0.187 | 0.374
WCMA | Upton Community Solar_02567 | SUN | 2 | 0.187 | 0.374
ME | Milford Hydro Station_MF01 | WAT | 0.7 | 0.534 | 0.3738
ME | Milford Hydro Station_MF02 | WAT | 0.7 | 0.534 | 0.3738
VT | Cold River Road Solar_PV1 | SUN | 2.3 | 0.16 | 0.368
NEMA | Centaurus Solar - MA_ASH24 | SUN | 2.4 | 0.153 | 0.3672
WCMA | Curtis Hill Solar CSG_PV1 | SUN | 2 | 0.183 | 0.366
ME | Deer Rips_DR1 | WAT | 0.6 | 0.609 | 0.3654
ME | Deer Rips_DR2 | WAT | 0.6 | 0.609 | 0.3654
CT | UI RCP Bridgeport Seaside_BPPV | SUN | 2.2 | 0.166 | 0.3652
ME | International Paper Jay Hydro_GEN6 | WAT | 0.6 | 0.608 | 0.3648
WCMA | Northbridge Solar_NSMA | SUN | 1.9 | 0.19 | 0.361
SEMA | Dartmouth II Solar_D2MA | SUN | 2 | 0.18 | 0.36
VT | Essex Junction 19_H9 | WAT | 0.8 | 0.45 | 0.36
NH | Rollinsford_GEN1 | WAT | 0.7 | 0.513 | 0.3591
NH | Rollinsford_GEN2 | WAT | 0.7 | 0.513 | 0.3591
NH | Berlin Gorham_SM1 | WAT | 0.8 | 0.448 | 0.3584
NH | Berlin Gorham_SM2 | WAT | 0.8 | 0.448 | 0.3584
NH | Berlin Gorham_SM4 | WAT | 0.8 | 0.448 | 0.3584
SEMA | Bourne (MA) - Holliston I_1 | SUN | 2.9 | 0.123 | 0.3567
SEMA | Rehoboth Solar_0040 | SUN | 2 | 0.178 | 0.356
WCMA | Douglas Solar_DOMA | SUN | 2 | 0.177 | 0.354
RI | WED Coventry 3_WEDC3 | WND | 1.5 | 0.236 | 0.354
NH | Lower Village Water Power Project_0001 | WAT | 0.6 | 0.588 | 0.3528
NH | Lower Village Water Power Project_0002 | WAT | 0.6 | 0.588 | 0.3528
WCMA | Monson Solar, LLC_2701 | SUN | 2 | 0.176 | 0.352
SEMA | NRG DG Foxborough Elm CSG_FOXEL | SUN | 2 | 0.176 | 0.352
SEMA | Spring Street Solar 1 CSG_SPRIN | SUN | 2 | 0.176 | 0.352
VT | Chittenden County Solar Partners_01 | SUN | 2.2 | 0.16 | 0.352
ME | Lockwood Hydroelectric Facility_GEN1 | WAT | 0.8 | 0.438 | 0.3504
ME | Lockwood Hydroelectric Facility_GEN2 | WAT | 0.8 | 0.438 | 0.3504
ME | Lockwood Hydroelectric Facility_GEN3 | WAT | 0.8 | 0.438 | 0.3504
ME | Lockwood Hydroelectric Facility_GEN4 | WAT | 0.8 | 0.438 | 0.3504
ME | Lockwood Hydroelectric Facility_GEN5 | WAT | 0.8 | 0.438 | 0.3504
ME | Lockwood Hydroelectric Facility_GEN6 | WAT | 0.8 | 0.438 | 0.3504
ME | S D Warren Westbrook_GEN4 | WAT | 0.8 | 0.436 | 0.3488
ME | S D Warren Westbrook_GEN5 | WAT | 0.8 | 0.436 | 0.3488
ME | S D Warren Westbrook_GEN6 | WAT | 0.8 | 0.436 | 0.3488
VT | Huntington Falls_GEN1 | WAT | 0.8 | 0.435 | 0.348
VT | Huntington Falls_GEN2 | WAT | 0.8 | 0.435 | 0.348
WCMA | North Adams Landfill_SNNOA | SUN | 2.2 | 0.158 | 0.3476
CT | Quinebaug Lower Project_U2 | WAT | 0.8 | 0.433 | 0.3464
WCMA | CED Westfield Solar, LLC_WFMA | SUN | 2 | 0.173 | 0.346
VT | Sudbury Solar_SUD | SUN | 2 | 0.173 | 0.346
NEMA | Bashaw Solar CSG 1, LLC_4MID | SUN | 2 | 0.172 | 0.344
WCMA | Chicopee River Solar_PV1 | SUN | 2 | 0.172 | 0.344
SEMA | Stone Hill Solar CSG_PV1 | SUN | 2 | 0.172 | 0.344
WCMA | Sutton Solar CSG_54508 | SUN | 1.9 | 0.181 | 0.3439
WCMA | Ashby Duffy CSG Solar Farm_DU183 | SUN | 1.8 | 0.19 | 0.342
WCMA | Leominster_SNLEO | SUN | 2 | 0.171 | 0.342
VT | Highgate Falls_2 | WAT | 1 | 0.342 | 0.342
NEMA | Lightolier Wind I Turbine_LIGHT | WND | 2 | 0.17 | 0.34
RI | WED Coventry 5_COV5 | WND | 1.5 | 0.226 | 0.339
WCMA | Southbridge Solar_SBRDG | SUN | 1.9 | 0.178 | 0.3382
VT | Charlotte Solar LLC VT_CS001 | SUN | 2 | 0.169 | 0.338
WCMA | CES Sterling LLC_1 | SUN | 2.4 | 0.14 | 0.336
NH | Newfound Hydroelectric_1 | WAT | 0.7 | 0.48 | 0.336
NH | Newfound Hydroelectric_2 | WAT | 0.7 | 0.48 | 0.336
VT | Open View Solar Farm_PV | SUN | 2 | 0.166 | 0.332
ME | Stillwater Hydro Station_SW04 | WAT | 0.6 | 0.551 | 0.3306
WCMA | Dynamic - Walpole_WAL01 | SUN | 2 | 0.165 | 0.33
WCMA | Palmer Solar LLC_11111 | SUN | 2.5 | 0.132 | 0.33
WCMA | Brookfield Solar 2013 LLC_NBKFD | SUN | 2 | 0.164 | 0.328
NEMA | Stetson Road Solar - Barre I_BI | SUN | 2 | 0.164 | 0.328
WCMA | KS Solar Six LLC_HUBB | SUN | 2.5 | 0.131 | 0.3275
WCMA | Citizens Agawam Landfill Solar_PV1 | SUN | 1.8 | 0.181 | 0.3258
WCMA | Rail Trail_PV1 | SUN | 2 | 0.162 | 0.324
NEMA | Ayers Village Solar_1 | SUN | 2 | 0.161 | 0.322
NEMA | Ipswich Wind Independence_GEN 1 | WND | 2 | 0.161 | 0.322
VT | Pittsford_3 | WAT | 1 | 0.322 | 0.322
WCMA | Spring Hill Road_SHRD1 | SUN | 1.9 | 0.169 | 0.3211
SEMA | Scituate Wind_SCIWT | WND | 1.5 | 0.214 | 0.321
SEMA | Rockland Solar CSG_GEN1 | SUN | 2 | 0.16 | 0.32
RI | West Davisville Solar_PV1 | SUN | 2 | 0.16 | 0.32
NEMA | Sampson Road Community Solar_02696 | SUN | 2 | 0.159 | 0.318
SEMA | Wareham MA 1 Community Solar_WMA1 | SUN | 2 | 0.159 | 0.318
NEMA | Wilmington Solar_PV1 | SUN | 2 | 0.159 | 0.318
ME | West Buxton_WB3 | WAT | 1.1 | 0.289 | 0.3179
WCMA | Charlton Solar I_37021 | SUN | 4.4 | 0.072 | 0.3168
NEMA | Weston Landfill Solar_WESTO | SUN | 1.8 | 0.176 | 0.3168
WCMA | 201 Sturbridge B_STURB | SUN | 2 | 0.158 | 0.316
SEMA | Carver MA 1 Community Solar_CMA1 | SUN | 2 | 0.158 | 0.316
SEMA | Fairview Farms Solar_PV1 | SUN | 2 | 0.158 | 0.316
NEMA | Pepperell Hydro Power Plant_2121 | WAT | 0.8 | 0.393 | 0.3144
NEMA | Pepperell Hydro Power Plant_8281 | WAT | 0.8 | 0.393 | 0.3144
WCMA | Griffin Road Solar, LLC_2639 | SUN | 2 | 0.157 | 0.314
NH | Berlin Gorham_SM3 | WAT | 0.7 | 0.448 | 0.3136
NH | Berlin Gorham_XP5 | WAT | 0.7 | 0.448 | 0.3136
WCMA | Winchendon Solar_3 | SUN | 1.9 | 0.165 | 0.3135
VT | GMP Solar - Richmond_PV1 | SUN | 1.9 | 0.165 | 0.3135
CT | Rocky River (CT)_3 | WAT | 24 | 0.013 | 0.312
WCMA | Wilson Solar_WSMA | SUN | 2 | 0.156 | 0.312
RI | WED Coventry 6_COV6 | WND | 1.5 | 0.207 | 0.3105
RI | WED Coventry 6_COV6A | WND | 1.5 | 0.207 | 0.3105
RI | WED Coventry 6_COV6B | WND | 1.5 | 0.207 | 0.3105
ME | International Paper Livermore Hydro_GEN6 | WAT | 0.7 | 0.442 | 0.3094
WCMA | Indian Orchard_IO3 | WAT | 1.5 | 0.206 | 0.309
SEMA | BWC Swan Pond River CSG_SPRMA | SUN | 1.6 | 0.193 | 0.3088
WCMA | NRG DG Tufts Knoll LLC CSG_KNOLL | SUN | 2 | 0.154 | 0.308
VT | Technology Drive Solar_PV1 | SUN | 2 | 0.154 | 0.308
SEMA | Camelot Wind LLC_CMLTW | WND | 1.5 | 0.203 | 0.3045
RI | WED Coventry 1_WEDC1 | WND | 1.5 | 0.203 | 0.3045
WCMA | Dudley Solar_02419 | SUN | 1.9 | 0.16 | 0.304
ME | International Paper Jay Hydro_GEN1 | WAT | 0.5 | 0.608 | 0.304
ME | International Paper Jay Hydro_GEN2 | WAT | 0.5 | 0.608 | 0.304
ME | International Paper Jay Hydro_GEN3 | WAT | 0.5 | 0.608 | 0.304
ME | International Paper Jay Hydro_GEN4 | WAT | 0.5 | 0.608 | 0.304
ME | International Paper Jay Hydro_GEN5 | WAT | 0.5 | 0.608 | 0.304
WCMA | Indian Orchard PV Facility_1 | SUN | 2.3 | 0.132 | 0.3036
WCMA | Smith & Wesson at Springfield MA PV_PV1 | SUN | 1.9 | 0.159 | 0.3021
VT | St. Albans SPEED Project_PV1 | SUN | 2 | 0.151 | 0.302
SEMA | Town of Uxbridge MA at Commerce Dr_PV1 | SUN | 1.8 | 0.167 | 0.3006
WCMA | Gardner Solar 1_GRDN1 | SUN | 2 | 0.15 | 0.3
VT | Clarendon Solar Farm_VT001 | SUN | 2 | 0.15 | 0.3
VT | Stafford Hill Solar_PV1 | SUN | 2 | 0.15 | 0.3
SEMA | Bullock Road Solar 1_BULLO | SUN | 1.9 | 0.157 | 0.2983
CT | Tenth Street_1 | WAT | 1.4 | 0.213 | 0.2982
WCMA | Orange PV_SO023 | SUN | 2 | 0.149 | 0.298
WCMA | Hatfield Renewables Community Solar_02599 | SUN | 1.9 | 0.156 | 0.2964
RI | West Greenwich Solar_WGRI | SUN | 1.9 | 0.156 | 0.2964
WCMA | Syncarpha Hancock I CSG_SYNH1 | SUN | 2 | 0.148 | 0.296
WCMA | Syncarpha Hancock II CSG_SYNH2 | SUN | 2 | 0.148 | 0.296
RI | WED Coventry 4_WEDC4 | WND | 1.5 | 0.197 | 0.2955
WCMA | Hadley 2 Solar, LLC_2368 | SUN | 1.9 | 0.155 | 0.2945
SEMA | Fall River Solar CSG_PV1 | SUN | 2 | 0.146 | 0.292
VT | SunGen Sharon 1 LLC_1 | SUN | 1.8 | 0.162 | 0.2916
VT | Barton Solar Farm_BARTN | SUN | 1.9 | 0.153 | 0.2907
VT | Sheldon Springs Hydroelectric_SG-3 | WAT | 1 | 0.289 | 0.289
WCMA | RGS-Rutland VNM SREC II Project (MA)_1 | SUN | 2.6 | 0.111 | 0.2886
RI | WED Stilson Solar_STILS | SUN | 2 | 0.144 | 0.288
RI | WED Coventry 2_COV2 | WND | 1.5 | 0.19 | 0.285
RI | WED Coventry 2_COV2A | WND | 1.5 | 0.19 | 0.285
RI | WED Coventry 2_COV2B | WND | 1.5 | 0.19 | 0.285
ME | Benton Falls Associates_GEN2 | WAT | 0.7 | 0.406 | 0.2842
CT | Barrett Farm Solar - Phase I_10263 | SUN | 1.7 | 0.167 | 0.2839
WCMA | Westborough Solar LLC_PV1 | SUN | 2.2 | 0.129 | 0.2838
ME | Barker Lower_GEN1 | WAT | 1.5 | 0.189 | 0.2835
VT | Beldens_1 | WAT | 0.8 | 0.354 | 0.2832
VT | Beldens_2 | WAT | 0.8 | 0.354 | 0.2832
WCMA | Riverside Holyoke_5 | WAT | 0.6 | 0.471 | 0.2826
NH | Hillsborough Hosiery_GEN1 | WAT | 0.6 | 0.471 | 0.2826
NH | Hillsborough Hosiery_GEN2 | WAT | 0.6 | 0.471 | 0.2826
VT | Chester Power Partners_PVS1 | SUN | 2.2 | 0.128 | 0.2816
NEMA | Town of Lexington Solar_PV1 | SUN | 1.6 | 0.175 | 0.28
VT | Vergennes 9_1 | WAT | 0.7 | 0.4 | 0.28
VT | Vergennes 9_2 | WAT | 0.7 | 0.4 | 0.28
WCMA | West Bridgewater AB CSG_WBAB | SUN | 1.7 | 0.164 | 0.2788
WCMA | Chicopee Hydroelectric Station_1 | WAT | 1.2 | 0.232 | 0.2784
WCMA | Chicopee Hydroelectric Station_2 | WAT | 1.2 | 0.232 | 0.2784
WCMA | Gardners Falls_GF3 | WAT | 0.9 | 0.309 | 0.2781
WCMA | Gardners Falls_GF4 | WAT | 0.9 | 0.309 | 0.2781
VT | Williamstown Solar_WTS_1 | SUN | 2 | 0.139 | 0.278
NEMA | Stow PV_STW | SUN | 2 | 0.138 | 0.276
SEMA | Acushnet-Braley Road 1_57449 | SUN | 1.9 | 0.145 | 0.2755
WCMA | Collins Facility_1 | WAT | 0.6 | 0.458 | 0.2748
WCMA | Collins Facility_2 | WAT | 0.6 | 0.458 | 0.2748
WCMA | Chicopee Granby Road Solar_PV1 | SUN | 1.6 | 0.17 | 0.272
VT | Sheldon Solar_I402 | SUN | 2.3 | 0.118 | 0.2714
VT | Morrisville_2 | WAT | 1.2 | 0.226 | 0.2712
NH | Milton Hydro_4 | WAT | 0.5 | 0.54 | 0.27
NH | Berlin Gorham_XP1 | WAT | 0.6 | 0.448 | 0.2688
NH | Berlin Gorham_XP2 | WAT | 0.6 | 0.448 | 0.2688
NH | Berlin Gorham_XP3 | WAT | 0.6 | 0.448 | 0.2688
SEMA | Easton Landfill_57449 | SUN | 1.9 | 0.141 | 0.2679
SEMA | Norton Landfill Solar_PV1 | SUN | 1.5 | 0.178 | 0.267
SEMA | Sullivan Solar_1 | SUN | 1.5 | 0.177 | 0.2655
WCMA | West Boylston Community Shared Solar_CS1 | SUN | 1.5 | 0.176 | 0.264
NH | Gorham_1 | WAT | 0.4 | 0.66 | 0.264
NH | Gorham_2 | WAT | 0.4 | 0.66 | 0.264
WCMA | Twiss Street Solar_PV1 | SUN | 1.5 | 0.175 | 0.2625
NEMA | Mt Wachusett Community College_WTG1 | WND | 1.7 | 0.154 | 0.2618
NEMA | Mt Wachusett Community College_WTG2 | WND | 1.7 | 0.154 | 0.2618
VT | Coventry Photovoltaic, LLC_COVEN | SUN | 2.2 | 0.119 | 0.2618
ME | S D Warren Westbrook_GEN1 | WAT | 0.6 | 0.436 | 0.2616
ME | S D Warren Westbrook_GEN2 | WAT | 0.6 | 0.436 | 0.2616
ME | S D Warren Westbrook_GEN3 | WAT | 0.6 | 0.436 | 0.2616
ME | S D Warren Westbrook_GEN7 | WAT | 0.6 | 0.436 | 0.2616
ME | S D Warren Westbrook_GN11 | WAT | 0.6 | 0.436 | 0.2616
CT | ALDI DC 2_ADC2 | SUN | 1.2 | 0.216 | 0.2592
WCMA | Easthampton Landfill-City of Easthampton_1 | SUN | 1.9 | 0.136 | 0.2584
VT | Lower Middlebury_1 | WAT | 0.8 | 0.323 | 0.2584
VT | Lower Middlebury_2 | WAT | 0.8 | 0.323 | 0.2584
VT | Lower Middlebury_3 | WAT | 0.8 | 0.323 | 0.2584
WCMA | 301 Chestnut Solar NG_3010 | SUN | 4.3 | 0.06 | 0.258
VT | Newport_3 | WAT | 0.6 | 0.43 | 0.258
NEMA | General Electric Aircraft Engines_PV | SUN | 2.1 | 0.122 | 0.2562
VT | SVEP Solar Project Company_SVEP1 | SUN | 2 | 0.128 | 0.256
RI | WED NK Green_NKG1 | WND | 1.5 | 0.17 | 0.255
SEMA | Mashpee Landfill Solar_MASH | SUN | 1.5 | 0.169 | 0.2535
NEMA | Merrimac Solar_MSMA | SUN | 1.5 | 0.169 | 0.2535
WCMA | Williamsburg Solar LLC VNEM CSG_PV1 | SUN | 2.2 | 0.115 | 0.253
SEMA | Fairhaven C_FCPV | SUN | 1.6 | 0.158 | 0.2528
WCMA | Berkshire 1_BER1 | SUN | 1.8 | 0.14 | 0.252
WCMA | Axio Green LLC_1 | SUN | 2 | 0.126 | 0.252
WCMA | Barre II Solar Project_BII | SUN | 1.5 | 0.168 | 0.252
WCMA | Town of East Bridgewater CSG_1 | SUN | 2 | 0.126 | 0.252
VT | Cavendish_1 | WAT | 0.6 | 0.42 | 0.252
VT | Cavendish_2 | WAT | 0.6 | 0.42 | 0.252
SEMA | 126 Grove Solar LLC_PV1 | SUN | 2 | 0.125 | 0.25
WCMA | Theodore Drive Community Solar_02529 | SUN | 1.5 | 0.166 | 0.249
VT | Main Street Solar Project_MS258 | SUN | 1.5 | 0.164 | 0.246
VT | Great Falls (VT)_3 | WAT | 1.3 | 0.189 | 0.2457
CT | CMEEC - Polaris Park Solar_PV1 | SUN | 3.5 | 0.07 | 0.245
WCMA | Ludlow Landfill_57449 | SUN | 2.6 | 0.094 | 0.2444
NEMA | Shuman Solar_5404 | SUN | 2.2 | 0.111 | 0.2442
SEMA | Dartmouth Solar_DSMA | SUN | 1.6 | 0.152 | 0.2432
ME | Orono Hydro Station_3 | WAT | 0.8 | 0.304 | 0.2432
ME | Orono Hydro Station_4 | WAT | 0.8 | 0.304 | 0.2432
WCMA | Dwight_DW2 | WAT | 0.4 | 0.606 | 0.2424
WCMA | Dwight_DW3 | WAT | 0.4 | 0.606 | 0.2424
WCMA | Dwight_DW4 | WAT | 0.4 | 0.606 | 0.2424
WCMA | Whately Solar_0024 | SUN | 1.5 | 0.161 | 0.2415
CT | Kinneytown New Old_GEN2 | WAT | 1.5 | 0.159 | 0.2385
WCMA | Route 57 Solar_0027 | SUN | 1.5 | 0.159 | 0.2385
NEMA | Pepperell Hydro Power Plant_G3 | WAT | 0.6 | 0.393 | 0.2358
WCMA | Grafton Solar_KRS03 | SUN | 1.5 | 0.157 | 0.2355
SEMA | Kingston Wind Independence_1 | WND | 2 | 0.117 | 0.234
WCMA | Agawam Solar_0028 | SUN | 1.5 | 0.155 | 0.2325
WCMA | Stafford St 2 Community Solar_STAF2 | SUN | 1.9 | 0.121 | 0.2299
NEMA | Cosgrove Intake and Power Station_UNI1 | WAT | 1.6 | 0.142 | 0.2272
NEMA | Cosgrove Intake and Power Station_UNI2 | WAT | 1.6 | 0.142 | 0.2272
NEMA | Concord Solar Farm_CMLP | SUN | 1.5 | 0.151 | 0.2265
SEMA | Bridgewater Solar CSG_PV1 | SUN | 1.3 | 0.174 | 0.2262
NEMA | Deer Island Treatment Plant_H101 | WAT | 1 | 0.225 | 0.225
NEMA | Deer Island Treatment Plant_H201 | WAT | 1 | 0.225 | 0.225
WCMA | Silver Lake Solar Photovoltaic Facility_1 | SUN | 1.8 | 0.125 | 0.225
SEMA | Westport MA 1 Community Solar_WPMA1 | SUN | 1.3 | 0.173 | 0.2249
NH | Berlin Gorham_XP4 | WAT | 0.5 | 0.448 | 0.224
ME | Stillwater Hydro Station_SW01 | WAT | 0.4 | 0.551 | 0.2204
ME | Stillwater Hydro Station_SW02 | WAT | 0.4 | 0.551 | 0.2204
ME | Stillwater Hydro Station_SW03 | WAT | 0.4 | 0.551 | 0.2204
NEMA | Nexamp Peak CSG_02731 | SUN | 2 | 0.11 | 0.22
ME | S D Warren Westbrook_GN16 | WAT | 0.5 | 0.436 | 0.218
ME | S D Warren Westbrook_GN17 | WAT | 0.5 | 0.436 | 0.218
WCMA | Kearsarge Montague_MONTA | SUN | 4 | 0.054 | 0.216
NEMA | Town of Norfolk MA at Medway Branch_PV1 | SUN | 1.2 | 0.18 | 0.216
NH | Milton Hydro_2 | WAT | 0.4 | 0.54 | 0.216
WCMA | BlueWave Capital - Grafton (SREC II)_1 | SUN | 1.3 | 0.166 | 0.2158
WCMA | West Brookfield Solar, LLC_WBRK | SUN | 1.4 | 0.152 | 0.2128
VT | Deweys Mill_GEN1 | WAT | 2.5 | 0.085 | 0.2125
NH | EHC West Hopkinton_GEN1 | WAT | 1 | 0.211 | 0.211
VT | Cavendish_3 | WAT | 0.5 | 0.42 | 0.21
VT | Smith (VT)_1 | WAT | 1 | 0.208 | 0.208
CT | Taftville_1 | WAT | 0.4 | 0.513 | 0.2052
NEMA | Acton Solar Landfill_ACTON | SUN | 1.6 | 0.127 | 0.2032
VT | Next Generation Solar Farm_NGSF1 | SUN | 2.2 | 0.092 | 0.2024
ME | West Buxton_WB4 | WAT | 0.7 | 0.289 | 0.2023
ME | West Buxton_WB5 | WAT | 0.7 | 0.289 | 0.2023
SEMA | NRG Renew Canal 1 CSG LLC_CANAL | SUN | 1.2 | 0.168 | 0.2016
VT | Ottauquechee Hydro_1 | WAT | 1.2 | 0.168 | 0.2016
NEMA | Hewlett-Packard (HP) - Andover, MA_PV1 | SUN | 1.7 | 0.118 | 0.2006
WCMA | Chemical_1 | WAT | 0.8 | 0.249 | 0.1992
WCMA | Chemical_2 | WAT | 0.8 | 0.249 | 0.1992
NEMA | Onset East Community Solar Facility_ONSE | SUN | 1 | 0.199 | 0.199
SEMA | Westport MA 2 Community Solar_WPMA2 | SUN | 1.2 | 0.164 | 0.1968
NEMA | Onset West Community Solar Facility_ONSW | SUN | 1 | 0.196 | 0.196
RI | Johnston Solar_JSI01 | SUN | 1 | 0.196 | 0.196
SEMA | Chatham Landfill_CHA | SUN | 1.5 | 0.13 | 0.195
NEMA | DDR Shoppers World_PV1 | SUN | 1.3 | 0.15 | 0.195
VT | West Charleston_1 | WAT | 0.7 | 0.275 | 0.1925
VT | West Charleston_2 | WAT | 0.7 | 0.275 | 0.1925
RI | WED Kingstown Solar I, LLC - West_KTNEA | SUN | 1.5 | 0.128 | 0.192
SEMA | Acushnet Hawes Reed Road_1 | SUN | 1 | 0.191 | 0.191
VT | Boltonville Hydro Associates_1 | WAT | 0.5 | 0.381 | 0.1905
WCMA | Tihonet Solar_TSMA | SUN | 1 | 0.19 | 0.19
CT | CMEEC - Rogers Rd Solar_PV1 | SUN | 1.5 | 0.126 | 0.189
RI | Little Bay_1 | SUN | 1.3 | 0.145 | 0.1885
WCMA | NFM Solar Power LLC_1 | SUN | 1.9 | 0.099 | 0.1881
VT | VEC Magee Hill Solar_PV1 | SUN | 1.3 | 0.143 | 0.1859
SEMA | Dartmouth Landfill_57449 | SUN | 1.3 | 0.142 | 0.1846
RI | Brookside_PVBR | SUN | 1 | 0.184 | 0.184
ME | Orono Hydro Station_2 | WAT | 0.6 | 0.304 | 0.1824
NEMA | Methuen Landfill_57449 | SUN | 1.3 | 0.14 | 0.182
CT | Canis Minor Solar Farm_B1000 | SUN | 1 | 0.18 | 0.18
ME | Pejepscot Hydroelectric Project_GEN4 | WAT | 0.5 | 0.357 | 0.1785
SEMA | Cedarville CSG_PV2 | SUN | 1 | 0.177 | 0.177
SEMA | Cedarville CSG_PV3 | SUN | 1 | 0.177 | 0.177
WCMA | Indian Hill Solar LLC_PV1 | SUN | 1.4 | 0.126 | 0.1764
NEMA | State Street Solar LLC_PV1 | SUN | 1.4 | 0.126 | 0.1764
WCMA | Braintree Landfill Solar_BRAIN | SUN | 1 | 0.176 | 0.176
ME | S D Warren Westbrook_GN18 | WAT | 0.4 | 0.436 | 0.1744
ME | S D Warren Westbrook_GN19 | WAT | 0.4 | 0.436 | 0.1744
ME | S D Warren Westbrook_GN20 | WAT | 0.4 | 0.436 | 0.1744
SEMA | Bridgewater Solar CSG_PV2 | SUN | 1 | 0.174 | 0.174
NEMA | Holliston Solar CSG_PV1 | SUN | 1 | 0.174 | 0.174
WCMA | Browne Solar LLC_PV1 | SUN | 1.4 | 0.124 | 0.1736
ME | West Buxton_WB1 | WAT | 0.6 | 0.289 | 0.1734
ME | West Buxton_WB2 | WAT | 0.6 | 0.289 | 0.1734
WCMA | Farley Road Community Solar_02419 | SUN | 1.9 | 0.091 | 0.1729
VT | Wrightsville Hydro Plant_3 | WAT | 0.6 | 0.286 | 0.1716
NEMA | Dorchester Solar Site_1 | SUN | 1 | 0.171 | 0.171
NEMA | Boston Scientific Solar_BSMA | SUN | 1.1 | 0.155 | 0.1705
NEMA | Lowell Solar Landfill_PV | SUN | 1.3 | 0.131 | 0.1703
CT | Hartford Landfill Solar EGF_PV1 | SUN | 1 | 0.167 | 0.167
WCMA | Turners Falls_2 | WAT | 0.4 | 0.414 | 0.1656
VT | VEC Alburgh Array_PV1 | SUN | 1 | 0.165 | 0.165
WCMA | WYM 1250 Palmer LLC_PALMR | SUN | 1 | 0.163 | 0.163
NH | Milton Hydro_3 | WAT | 0.3 | 0.54 | 0.162
VT | 158th Fighter Wing Solar Farm_900 | SUN | 1.3 | 0.124 | 0.1612
SEMA | Nunnepog_NUN1 | SUN | 1 | 0.161 | 0.161
NEMA | Shirley Landfill_PV1 | SUN | 1 | 0.16 | 0.16
ME | Salmon Falls_GEN1 | WAT | 0.4 | 0.4 | 0.16
ME | Salmon Falls_GEN2 | WAT | 0.4 | 0.4 | 0.16
ME | Salmon Falls_GEN3 | WAT | 0.4 | 0.4 | 0.16
WCMA | Syncarpha Hancock III CSG_SYNH3 | SUN | 1 | 0.159 | 0.159
WCMA | Belchertown_PV1 | SUN | 1 | 0.158 | 0.158
NEMA | Pleasantdale Road Community Solar_02112 | SUN | 1 | 0.158 | 0.158
ME | Anson Abenaki Hydros_AB8 | WAT | 0.3 | 0.524 | 0.1572
CT | Taftville_2 | WAT | 0.3 | 0.513 | 0.1539
CT | Taftville_3 | WAT | 0.3 | 0.513 | 0.1539
CT | Taftville_4 | WAT | 0.3 | 0.513 | 0.1539
CT | Taftville_5 | WAT | 0.3 | 0.513 | 0.1539
CT | Stafford MS Ground Mount Community Solar_MS1 | SUN | 1 | 0.152 | 0.152
CT | Stafford MS Ground Mount Community Solar_MS2 | SUN | 1 | 0.152 | 0.152
NEMA | Shirley Water_1 | SUN | 2 | 0.076 | 0.152
ME | Orono Hydro Station_1 | WAT | 0.5 | 0.304 | 0.152
SEMA | 265 Pleasant Solar NG, LLC_PV2 | SUN | 2.2 | 0.068 | 0.1496
WCMA | Barre Solar III LLC_BSPV | SUN | 1 | 0.149 | 0.149
VT | Nebraska Valley Solar Farm_NVSF | SUN | 1 | 0.149 | 0.149
CT | Conn Mun Electric Energy Coop_PV1 | SUN | 1 | 0.148 | 0.148
ME | Mechanic Falls_GEN1 | WAT | 1 | 0.148 | 0.148
SEMA | Brewster Landfill_BRE1 | SUN | 1 | 0.144 | 0.144
NEMA | Charlestown Wind Turbine_CWT1 | WND | 1.5 | 0.096 | 0.144
CT | Wilson Solar_WILSN | SUN | 1 | 0.143 | 0.143
ME | Pejepscot Hydroelectric Project_GEN2 | WAT | 0.4 | 0.357 | 0.1428
CT | CMEEC - Navy NE Trident_PV1 | SUN | 1 | 0.142 | 0.142
SEMA | Katama Farm_KAT1 | SUN | 1 | 0.14 | 0.14
NEMA | Maynard PV_SO026 | SUN | 1 | 0.14 | 0.14
CT | Adams Solar_ADAMS | SUN | 1 | 0.138 | 0.138
ME | Pittsfield Hydro_GEN1 | WAT | 0.4 | 0.343 | 0.1372
ME | Pittsfield Hydro_GEN3 | WAT | 0.4 | 0.343 | 0.1372
CT | Franklin Solar_FRANK | SUN | 1 | 0.137 | 0.137
CT | Hamilton Solar_HAMLT | SUN | 1 | 0.137 | 0.137
CT | Jefferson Solar_JEFRS | SUN | 1 | 0.137 | 0.137
WCMA | NRG DG Tufts Science LLC CSG_SCIEN | SUN | 1 | 0.137 | 0.137
VT | Morrisville_1 | WAT | 0.6 | 0.226 | 0.1356
WCMA | Ashby Solar, LLC_4472 | SUN | 1.8 | 0.074 | 0.1332
NEMA | Haverhill Solar Power Project_1 | SUN | 1 | 0.133 | 0.133
CT | Quinebaug Lower Project_5-M | WAT | 0.3 | 0.433 | 0.1299
CT | Derby Hydro_GEN3 | WAT | 0.3 | 0.43 | 0.129
CT | Derby Hydro_GEN4 | WAT | 0.3 | 0.43 | 0.129
SEMA | Tisbury Landfill Solar_TIS1 | SUN | 1.1 | 0.116 | 0.1276
CT | Kinneytown New Old_GEN1 | WAT | 0.8 | 0.159 | 0.1272
WCMA | BJ's Wholesale Club, Inc- Uxbridge_PV1 | SUN | 1 | 0.124 | 0.124
WCMA | Gardners Falls_GF2 | WAT | 0.4 | 0.309 | 0.1236
WCMA | Stafford St Solar 3 CSG_STAF3 | SUN | 1 | 0.119 | 0.119
RI | Blackstone/Tupperware_GEN1 | WAT | 0.4 | 0.293 | 0.1172
RI | Blackstone/Tupperware_GEN2 | WAT | 0.4 | 0.293 | 0.1172
RI | Blackstone/Tupperware_GEN3 | WAT | 0.4 | 0.293 | 0.1172
RI | Blackstone/Tupperware_GEN4 | WAT | 0.4 | 0.293 | 0.1172
VT | Boltonville Hydro Associates_2 | WAT | 0.3 | 0.381 | 0.1143
VT | Boltonville Hydro Associates_3 | WAT | 0.3 | 0.381 | 0.1143
CT | Advance Stores Company, Inc_PV1 | SUN | 1 | 0.113 | 0.113
WCMA | NEDC Solar Site_1 | SUN | 1 | 0.113 | 0.113
ME | Squa Pan Hydro Station_SP1 | WAT | 1.5 | 0.073 | 0.1095
NH | Milton Hydro_1 | WAT | 0.2 | 0.54 | 0.108
VT | West Danville 15_1 | WAT | 1 | 0.108 | 0.108
ME | Pejepscot Hydroelectric Project_GEN3 | WAT | 0.3 | 0.357 | 0.1071
WCMA | Kearsarge GB_GB123 | SUN | 1.9 | 0.056 | 0.1064
CT | IKEA New Haven Rooftop PV & Fuel Cell_213PV | SUN | 0.8 | 0.131 | 0.1048
VT | Smith (VT)_HC2 | WAT | 0.5 | 0.208 | 0.104
ME | Pittsfield Hydro_GEN2 | WAT | 0.3 | 0.343 | 0.1029
NEMA | Deer Island Treatment Plant_WT101 | WND | 0.6 | 0.17 | 0.102
NEMA | Deer Island Treatment Plant_WT102 | WND | 0.6 | 0.17 | 0.102
VT | Ottauquechee Hydro_2 | WAT | 0.6 | 0.168 | 0.1008
WCMA | MA Solar Storage 1_SCSS1 | SUN | 1.1 | 0.088 | 0.0968
WCMA | Hatfield Solar PV_LG395 | SUN | 3.6 | 0.026 | 0.0936
NH | Lochmere Hydroelectric Plant_UNT1 | WAT | 0.3 | 0.31 | 0.093
NH | Lochmere Hydroelectric Plant_UNT2 | WAT | 0.3 | 0.31 | 0.093
NH | Lochmere Hydroelectric Plant_UNT3 | WAT | 0.3 | 0.31 | 0.093
NH | Lochmere Hydroelectric Plant_UNT4 | WAT | 0.3 | 0.31 | 0.093
NEMA | Deer Island Treatment Plant_PV101 | SUN | 0.1 | 0.912 | 0.0912
SEMA | Cedarville CSG_PV1 | SUN | 0.5 | 0.177 | 0.0885
WCMA | Hampshire College_PV1 | SUN | 1.7 | 0.052 | 0.0884
WCMA | Hampshire College_PV2 | SUN | 1.7 | 0.052 | 0.0884
WCMA | Cabot Holyoke_1 | WAT | 0.8 | 0.11 | 0.088
WCMA | Cabot Holyoke_2 | WAT | 0.8 | 0.11 | 0.088
ME | S D Warren Westbrook_GN12 | WAT | 0.2 | 0.436 | 0.0872
ME | S D Warren Westbrook_GN13 | WAT | 0.2 | 0.436 | 0.0872
ME | S D Warren Westbrook_GN14 | WAT | 0.2 | 0.436 | 0.0872
ME | S D Warren Westbrook_GN15 | WAT | 0.2 | 0.436 | 0.0872
SEMA | Plymouth Solar_LG400 | SUN | 1.1 | 0.079 | 0.0869
VT | Wrightsville Hydro Plant_2 | WAT | 0.3 | 0.286 | 0.0858
RI | Kearsarge SKSC2 LLC_SKSC2 | SUN | 3.1 | 0.027 | 0.0837
RI | Kearsarge SKSC1 LLC_SKSC1 | SUN | 3.8 | 0.022 | 0.0836
WCMA | Kearsarge Granby_KSG1 | SUN | 0.5 | 0.165 | 0.0825
WCMA | Kearsarge Granby_KSG2 | SUN | 0.5 | 0.165 | 0.0825
WCMA | Kearsarge Granby_KSG5 | SUN | 0.5 | 0.165 | 0.0825
WCMA | Kearsarge Granby_KSG6 | SUN | 0.5 | 0.165 | 0.0825
WCMA | Kearsarge Granby_KSG7 | SUN | 0.5 | 0.165 | 0.0825
VT | Cadys Falls_1 | WAT | 0.8 | 0.1 | 0.08
VT | Cadys Falls_2 | WAT | 0.8 | 0.1 | 0.08
NEMA | Sudbury Landfill_INV1 | SUN | 0.5 | 0.152 | 0.076
NEMA | Sudbury Landfill_INV3 | SUN | 0.5 | 0.152 | 0.076
WCMA | Kearsarge Uxbridge_UX680 | SUN | 1.9 | 0.039 | 0.0741
NH | Mascoma Hydro_01 | WAT | 0.5 | 0.147 | 0.0735
NH | Mascoma Hydro_02 | WAT | 0.5 | 0.147 | 0.0735
NH | Mascoma Hydro_03 | WAT | 0.5 | 0.147 | 0.0735
WCMA | Montague Site 36-Grosolar_REC34 | SUN | 4.1 | 0.017 | 0.0697
WCMA | Cabot Holyoke_4 | WAT | 0.6 | 0.11 | 0.066
NH | Stevens Mills Dam_1G | WAT | 0.2 | 0.319 | 0.0638
NEMA | Waste Water Treatment Plant_WWPV | SUN | 1.5 | 0.041 | 0.0615
ME | Mechanic Falls_GEN2 | WAT | 0.4 | 0.148 | 0.0592
WCMA | Ludlow Site 72 - Conti_LG390 | SUN | 1.9 | 0.031 | 0.0589
VT | Sheldon Springs Hydroelectric_IG-3 | WAT | 0.2 | 0.289 | 0.0578
VT | W K Sanders_1 | WAT | 0.9 | 0.064 | 0.0576
VT | W K Sanders_2 | WAT | 0.9 | 0.064 | 0.0576
VT | Great Falls (VT)_1 | WAT | 0.3 | 0.189 | 0.0567
VT | Great Falls (VT)_2 | WAT | 0.3 | 0.189 | 0.0567
WCMA | Lee Site 31 Solar_LG370 | SUN | 1.9 | 0.025 | 0.0475
WCMA | Pittsfield 44 - M&W PV_LG400 | SUN | 1.2 | 0.038 | 0.0456
NEMA | Sudbury Landfill_INV2 | SUN | 0.3 | 0.152 | 0.0456
CT | Rocky River (CT)_1 | WAT | 3.5 | 0.013 | 0.0455
CT | Rocky River (CT)_2 | WAT | 3.5 | 0.013 | 0.0455
WCMA | Integrys MA Solar, LLC - Ashburnham Site_ASH10 | SUN | 0.3 | 0.15 | 0.045
WCMA | Westminster Renewables, LLC_2479 | SUN | 1.5 | 0.03 | 0.045
CT | Town of Branford_PV1 | SUN | 1.1 | 0.04 | 0.044
CT | Town of Rocky Hill_PV1 | SUN | 1 | 0.044 | 0.044
CT | Town of Rocky Hill_PV2 | SUN | 1 | 0.044 | 0.044
CT | Town of Rocky Hill_PV3 | SUN | 1 | 0.044 | 0.044
WCMA | Cabot Holyoke_3 | WAT | 0.4 | 0.11 | 0.044
WCMA | Winchendon Landfill Solar_10237 | SUN | 2 | 0.022 | 0.044
CT | Quinebaug Lower Project_MF | WAT | 0.1 | 0.433 | 0.0433
VT | Deweys Mill_GEN2 | WAT | 0.5 | 0.085 | 0.0425
VT | Coolidge Solar 1, LLC_COLS | SUN | 19.6 | 0.002 | 0.0392
VT | Saint Albans Solar_GEN1 | SUN | 4.9 | 0.008 | 0.0392
WCMA | Antanavica Solar_GEN1 | SUN | 1 | 0.037 | 0.037
ME | Caribou Generation Station_CH1 | WAT | 0.4 | 0.079 | 0.0316
ME | Caribou Generation Station_CH2 | WAT | 0.4 | 0.079 | 0.0316
VT | Wrightsville Hydro Plant_1 | WAT | 0.1 | 0.286 | 0.0286
CT | Manchester Community College North_10308 | SUN | 1 | 0.028 | 0.028
WCMA | East Springfield Solar PV_REC34 | SUN | 1.4 | 0.019 | 0.0266
CT | Manchester Community College East_10307 | SUN | 1 | 0.025 | 0.025
WCMA | Tanglewood Circle Solar 1 LLC_5823 | SUN | 5 | 0.005 | 0.025
VT | Ball Mountain Hydro_GEN 1 | WAT | 0.2 | 0.122 | 0.0244
VT | Ball Mountain Hydro_GEN 2 | WAT | 0.2 | 0.122 | 0.0244
VT | Ball Mountain Hydro_GEN 3 | WAT | 0.2 | 0.122 | 0.0244
VT | Ball Mountain Hydro_GEN 5 | WAT | 0.2 | 0.122 | 0.0244
VT | Ball Mountain Hydro_GEN 6 | WAT | 0.2 | 0.122 | 0.0244
VT | Ball Mountain Hydro_GEN 7 | WAT | 0.2 | 0.122 | 0.0244
VT | Ball Mountain Hydro_GEN 8 | WAT | 0.2 | 0.122 | 0.0244
VT | Ball Mountain Hydro_GEN 9 | WAT | 0.2 | 0.122 | 0.0244
VT | Ball Mountain Hydro_GEN10 | WAT | 0.2 | 0.122 | 0.0244
VT | Ball Mountain Hydro_GEN11 | WAT | 0.2 | 0.122 | 0.0244
VT | Ball Mountain Hydro_GEN12 | WAT | 0.2 | 0.122 | 0.0244
VT | Ball Mountain Hydro_GEN4 | WAT | 0.2 | 0.122 | 0.0244
SEMA | Big George PV CSG_12344 | SUN | 1 | 0.023 | 0.023
SEMA | Wareham Solar PV_LG395 | SUN | 3.3 | 0.006 | 0.0198
WCMA | Sunderland Solar PV_REC34 | SUN | 1.1 | 0.017 | 0.0187
CT | Sikorsky Aircraft CHP_PV-1 | SUN | 0.1 | 0.126 | 0.0126
SEMA | Washburn Road Solar_WASHB | SUN | 1.9 | 0.005 | 0.0095
NEMA | Framingham State University Plant_ACPV | SUN | 0.7 | 0.009 | 0.0063
NEMA | Framingham State University Plant_CCPV | SUN | 0.3 | 0.009 | 0.0027
WCMA | Bear Swamp_GEN1 | WAT | 300 | 0 | 0
WCMA | Bear Swamp_GEN2 | WAT | 300 | 0 | 0
WCMA | Northfield Mountain_1 | WAT | 292 | 0 | 0
WCMA | Northfield Mountain_2 | WAT | 292 | 0 | 0
WCMA | Northfield Mountain_3 | WAT | 292 | 0 | 0
WCMA | Northfield Mountain_4 | WAT | 292 | 0 | 0